## SERVICE CATALOG
TURKISH PETROLEUM
RESEARCH AND DEVELOPMENT CENTER
2025
SERVICE CATALOG
APPLICATION: | TÜRKİYE PETROLLERİ ANONİM ORTAKLIĞI GENEL MÜDÜRLÜĞÜ AR-GE MERKEZİ DAİRE BAŞKANLIĞI TEKNİK HİZMETLER MÜDÜRLÜĞÜ - NUMUNE KABUL
ADDRESS: | Söğütözü Mahallesi, Nizami Gencevi Caddesi, No. 10, 06530 Çankaya / ANKARA
TELEPHONE: | +90 (312) 207 25 00
E_MAIL: | argetalep@tpao.gov.tr

## SERVICE CONDITIONS
SERVICE CONDITIONS
1. |  | WORK PERFORMANCE
TPAO Research and Development Center warrants that it will perform the work efficiently in accordance with the state of the art techniques as well as in accordance with the current standards applying within its field, but no liability is assumed from the results. TPAO employees are still considered to be in charge of services even if the service is performed at client’s site.
2. |  | CONFIDENTIALITY
| 2.1. | All reports, data, and other material which client makes available or which TPAO Research and Development Center becomes aware of in connection with the work, shall be treated as confidential information and must not be used for any other purposes than for the performance of the work.
| 2.2. | The obligations to maintain confidentiality shall not apply to information which has become part of the public domain. Neither shall they apply to information which TPAO Research and Development Center can demonstrate, was in its possession prior to its engagement to perform the work.
| 2.3. | One copy of each report is stored in the confidential files at TPAO Research and Development Center in Ankara. Data and information from an original report will be released only upon receipt of written authorization from the client.
3. |  | WELL SITE OR FIELD WORK
| 3.1. | For services performed at well site or at field, client will make the necessary arrangements and/or pay the expenses involved.
| 3.2. | TPAO reserves the right to alternate her personnel every two weeks.
| 3.3. | Detailed information about services performed at well site or at field are given in each related section
4. |  | REPORTING AND INTERPRETATION
| 4.1. | In case of a reporting, 6.375 TL will be charged per man-day work for data interpretation and evaluation, reporting, including drafting of the report. The above price is for the original copy of the report.
| 4.2. | For each extra copy of the report, % 10 of the total cost is charged.
| 4.3. | If the report is requested urgent, total fee is doubled.
5. |  | EXPLANATIONS
| 5.1. | TPAO keeps the rights to change the prices listed in services sheet
| 5.2. | Prices do not include any taxes. Taxes and miscellaneous expenses will be added to the listed prices.
| 5.3. | 50% discount to governmental institutions, University and TÜBİTAK Projects is applied over the determined fee
| 5.4. | Service inquiries are considered after the full payment.
| 5.5. | Regarding the addition of new analysis/drop of them and pricing of the analyses, Directorate of TPAO Research And Development Center is the responsible and authorized body.

## SERVICES
DEPARTMENT | SERVICE AREA | SERVICE TYPE | SUBJECT OF SERVICE | DESCRIPTION / DEFINITIONS | ACCREDITATION/ STANDARD / CERTIFICATE | SERVICE CODE | PRICE (TL) 2025
R&D | General Services | EVALUATION | Consultancy Services | Technical report preperation (man-day) |  | ARGE-RC-01-01-00 | 6375
R&D | General Services | ADVISORY | Consultancy Services | Technical consultancy |  | ARGE-RC-01-02-00 | by quotation
R&D | General Services | ADVISORY | Well site/field services | Engineer (man-day) |  | ARGE-RC-02-01-00 | 19125
R&D | General Services | ADVISORY | Well site/field services | Technician (man-day) |  | ARGE-RC-02-02-00 | 12750
R&D | General Services | ADVISORY | Offshore Services (Platform/Ship) | Engineer (man-day) |  | ARGE-RC-03-01-00 | 38250
R&D | General Services | ADVISORY | Offshore Services (Platform/Ship) | Technician (man-day) |  | ARGE-RC-03-02-00 | 25500
R&D | General Services | ADVISORY | Abroad Services (excluding transfer and accomodation costs) | Engineer (man-day) |  | ARGE-RC-04-01-00 | 38250
R&D | General Services | ADVISORY | Abroad Services (excluding transfer and accomodation costs) | Technician (man-day) |  | ARGE-RC-04-02-00 | 25500
ACCREDITATION | Accreditation | ASSESSMENT | TS EN ISO /IEC 17025 Internal Audit | TS EN ISO/IEC 17025 Audit participation (man/day) | TS EN ISO/IEC 17025 | AKM-RC-01-01-00 | 15000
ACCREDITATION | Accreditation | ASSESSMENT | Accreditation Services | Accreditation activities (quality control, calibration, comparison tests, risk/opportunity assessment, documentation, etc.) | TS EN ISO/IEC 17025 | AKM-RC-01-01-01 | 9000
ACCREDITATION | Accreditation | CONSULTANCY | Accreditation Services | Consultancy for accreditation under TS EN ISO/IEC 17025 | TS EN ISO/IEC 17025 | AKM-RC-01-02-00 | 18000
R&D PROJECT | R&D Projects | CONSULTANCY | R&D Projects | R&D Project Building and Management (man/day) | Law No: 5746 | APM-RC-01-02-00 | 15000
R&D PROJECT | R&D Projects | CONSULTANCY | Mentorship | Mentorship and Consultancy Services to R&D Center candidates under the Law No:5746 (man/day) | Law No: 5746 | APM-RC-01-02-01 | 18000
SEDIMENTOLOGY | Sedimentological and Petrographic Analysis (In Laboratory) | ANALYSIS | Sedimentology and Petrography | Lithological Analysis (per sample). (Descriptions of cuttings, side-wall-cores, field sample) (analyses consist of rock name, color, texture, matrix, hardness, and similar pyhsical properties that are done by using binocular microcope). |  | SED-SE-01-01-00 | 640
SEDIMENTOLOGY | Sedimentological and Petrographic Analysis (In Laboratory) | ANALYSIS | Sedimentology and Petrography | Picking well-cutting samples for thin-section preparation (per sample) |  | SED-SE-01-02-00 | 260
SEDIMENTOLOGY | Sedimentological and Petrographic Analysis (In Laboratory) | ANALYSIS | Sedimentology and Petrography | Picking well-cutting samples for acidizing, XRD, XRF, isotope etc. anaylsis (per sample) |  | SED-SE-01-02-01 | 900
SEDIMENTOLOGY | Sedimentological and Petrographic Analysis (In Laboratory) | DRAWING | Sedimentology and Petrography | Drawing the Lithological Log (scale: 1/1000) (per 100 meters) |  | SED-SE-01-03-00 | 1280
SEDIMENTOLOGY | Sedimentological and Petrographic Analysis (In Laboratory) | ANALYSIS | Sedimentology and Petrography | Core Description (per meter) (lithology, texture, sedimentological structure and properties of reservoir) (with drawing log) SED-SE-02-02-00 coded item includes determination of facies by using petrographic analysis, and drawing sedimentological logs which consist of porosity, diagenesis and depositional environment. |  | SED-SE-02-00-00 | 5100
SEDIMENTOLOGY | Sedimentological and Petrographic Analysis (In Laboratory) | ANALYSIS | Sedimentology and Petrography | Petrographical Analysis (per sample) (it consist of rocks’ name, grain-size, roundness, mineralogy, matrix, type and ratio of porosity, diagenesis and its interpretation, description of visual porosity, properties of reservoir, structural and textural properties and interpretaion of depositional environment. |  | SED-SE-03-00-00 | 1280
SEDIMENTOLOGY | Sedimentological and Petrographic Analysis (In Laboratory) | ANALYSIS | Sedimentology and Petrography | Petrographical analysis from thin section with optical cathodoluminescence (optical CL) system (per sample) |  | SED-SE-03-01-00 | 2030
SEDIMENTOLOGY | Sedimentological and Petrographic Analysis (In Laboratory) | ANALYSIS | Sedimentology and Petrography | Analysis of two-dimensional pore geometry of a thin section (porosity, tortuosity, aspect ratio, roundness, circularity, dominant pore size) (per sample) SED-SE-03-02-00 coded analysis can only be done with blue epoxy recined thin sections and the thin section should be scanned with the system written in SED-SE-05-03-00 coded analysis. |  | SED-SE-03-02-00 | 750
SEDIMENTOLOGY | Sedimentological and Petrographic Analysis (In Laboratory) | DRAWING | Sedimentology and Petrography | Drawing the Sedimentological Log (scale: 1/1000) (per 100 meters) |  | SED-SE-04-00-00 | 1500
SEDIMENTOLOGY | Sedimentological and Petrographic Analysis (In Laboratory) | IMAGING | Sedimentology and Petrography | Digital Photomicrography (per sample) |  | SED-SE-05-01-00 | 250
SEDIMENTOLOGY | Sedimentological and Petrographic Analysis (In Laboratory) | ANALYSIS | Sedimentology and Petrography | Visual analysis of thin-section by using digital imaging system (per hour) |  | SED-SE-05-02-00 | 900
SEDIMENTOLOGY | Sedimentological and Petrographic Analysis (In Laboratory) | IMAGING | Sedimentology and Petrography | High resolution scaning of a thin section (HD=1920x1080, SD=960x540) (max. scanning area 22x50 mm) (per sample) |  | SED-SE-05-03-00 | 600
SEDIMENTOLOGY | Sedimentological and Petrographic Analysis (In Laboratory) | ANALYSIS | Sedimentology and Petrography | Sequence stratigraphical analysis by using “Cyclolog” (per 100 meters) |  | SED-SE-06-01-00 | 5100
SEDIMENTOLOGY | Sedimentological and Petrographic Analysis (In Laboratory) | ANALYSIS | Sedimentology and Petrography | Cluster analysis by using “Cyclolog” (per 10 meters) |  | SED-SE-06-02-00 | 1020
SEDIMENTOLOGY | Sedimentological and Petrographic Analysis (In Laboratory) | IMAGING | Sedimentology and Petrography | Core photography (white light) 2D (per meter) |  | SED-SE-07-01-00 | 1020
SEDIMENTOLOGY | Sedimentological and Petrographic Analysis (In Laboratory) | IMAGING | Sedimentology and Petrography | Core photography (UV light) (per meter) |  | SED-SE-07-01-01 | 1500
SEDIMENTOLOGY | Sedimentological and Petrographic Analysis (In Laboratory) | IMAGING | Sedimentology and Petrography | Core photography 3D (unrolled image) (white light) (per meter) |  | SED-SE-07-02-00 | 1800
SEDIMENTOLOGY | CT Scanning | IMAGING | Sedimantoloji ve Petrografi | Whole-core CT scanning (1 m) |  | SED-CT-01-00-00 | 7650
SEDIMENTOLOGY | CT Scanning | ANALYSIS | Sedimantoloji ve Petrografi | Selecting optimum plug locations based on CT images (1 m) |  | SED-CT-02-00-00 | 3750
SEDIMENTOLOGY | CT Scanning | ANALYSIS | Sedimantoloji ve Petrografi | Raw CT data prosessing and creating grayscale & colormapped CT images (1 m) |  | SED-CT-03-00-00 | 10200
SEDIMENTOLOGY | CT Scanning | ANALYSIS | Sedimantoloji ve Petrografi | Bulk density determination & porosity estimation using CT data (1 m) |  | SED-CT-04-01-00 | 15300
SEDIMENTOLOGY | CT Scanning | ANALYSIS | Sedimantoloji ve Petrografi | Virtual plug acquisition based on the CT process and porosity estimation from the digital plugs (per count) |  | SED-CT-05-00-00 | 3000
SEDIMENTOLOGY | CT Scanning | ANALYSIS | Sedimantoloji ve Petrografi | Bulk density determination & porosity estimation using CT data from core plugs (per count) |  | SED-CT-07-00-00 | 1500
SEDIMENTOLOGY | Sedimentological and Petrographic Analysis (In Laboratory) | ANALYSIS | Sedimentology and Petrography | Image analyses of core (per hour) SED-SE-08-00-00 coded analysis includes visual analyses like density and opening of fractures, percentage and type of porosity, measuring the pore-throat, measuring the direction of bedding and angle of dipping. |  | SED-SE-08-00-00 | 2050
SEDIMENTOLOGY | Sedimentological and Petrographic Analysis (In Laboratory) | MODELLING | Sedimentology and Petrography | Mapping of facies and correlation (per day) |  | SED-SE-09-00-00 | 15300
SEDIMENTOLOGY | Sedimentological and Petrographic Analysis (on Field) | ANALYSIS | Elemental Analysis | Elemental analysis with portable XRF-Spectrometry at the field (on out-crop and/or core sample) (per analysis) SED-FSE-04-00-00 coded service consists of elemental analyses on samples from field, out-crop, drill-site and core, archeology studies on historical artifacts without sample preperation (as nondestructive) by using Thermo Niton XL 3T 950 DM GOLDD+ brand portable X-Ray Floresans Spektrometry. This portable XRF spektrometry can detect Ti, Cr, Mn, Fe, Co, Ni, Cu, Zn, Se, As, Rb, Sr, Zr, Pd, Ag, Cd, Sn, Sb, Ba, W, Ag, Hg, Pb, Cs, Te, Mo, U ve Th (ppm) in “Soil Mode”; Mg, Al, Si, P, S, Cl, K, Ca, Ti, V, Cr, Mn, Fe, Co, Ni, Cu, Zn, Se, As, Rb, Sr, Zr, Nb, Mo, Pd, Ag, Cd, Sn, Sb, Ba, Hf, Ta, W, Re, Pb, Bi (%) in mining mode. |  | SED-SE-10-00-00 | 1500
SEDIMENTOLOGY | Sedimentological and Petrographic Analysis (In Laboratory) | ANALYSIS | Sedimentology and Petrography | Sphericity and roundness analysis in proppant samples |  | SED-SE-11-00-00 | 500
SEDIMENTOLOGY | Scanning Electron Microscopy | SAMPLE PREPARATION | Scanning Electron Microscopy | Sample preperation for coating (per sample) |  | SED-SEM-01-01-00 | 550
SEDIMENTOLOGY | Scanning Electron Microscopy | SAMPLE PREPARATION | Scanning Electron Microscopy | Sample coating (with gold/palladium etc.) (per sample) |  | SED-SEM-01-02-00 | 1500
SEDIMENTOLOGY | Scanning Electron Microscopy | ANALYSIS | Scanning Electron Microscopy | Internal morphological analysis (visual analysis) (per hour) |  | SED-SEM-02-01-00 | 3000
SEDIMENTOLOGY | Scanning Electron Microscopy | ANALYSIS | Scanning Electron Microscopy | Internal morphological analysis on plant samples (visual analysis) (per hour) |  | SED-SEM-02-01-01 | 3600
SEDIMENTOLOGY | Scanning Electron Microscopy | ANALYSIS | Scanning Electron Microscopy | Visual inspection and IXRF EDS microanalysis (per hour) |  | SED-SEM-02-02-00 | 5100
SEDIMENTOLOGY | Scanning Electron Microscopy | ANALYSIS | Scanning Electron Microscopy | Internal morphological analysis (visual analysis) and SEM-EDS mapping (per hour) |  | SED-SEM-02-03-00 | 5400
SEDIMENTOLOGY | Sample Preparation Services | SAMPLE PREPARATION | Sample Preparation | Preperation of well-cutting samples for investigation (per sample) |  | SED-SP-01-00-00 | 250
SEDIMENTOLOGY | Sample Preparation Services | SAMPLE PREPARATION | Sample Preparation | Standart thin-section preparation (cuttings) (hand-made) (48x28x1.35 mm) (per sample) |  | SED-SP-02-01-01 | 750
SEDIMENTOLOGY | Sample Preparation Services | SAMPLE PREPARATION | Sample Preparation | Standart thin-section preparation (core/field sample) (hand-made) (48x28x1.35 mm) (per sample) |  | SED-SP-02-01-02 | 1300
SEDIMENTOLOGY | Sample Preparation Services | SAMPLE PREPARATION | Sample Preparation | Core to be half done (Slap) (1 meter) |  | SED-SP-03-01-01 | 1050
SEDIMENTOLOGY | Sample Preparation Services | SAMPLE PREPARATION | Sample Preparation | Plug acquisition (from core / field sample) (1 inch, 1, 5 inch) (per sample) |  | SED-SP-03-01-02 | 750
SEDIMENTOLOGY | Sample Preparation Services | SAMPLE PREPARATION | Sample Preparation | Plug acquisition (Nitrogen/air) (1 inch, 1, 5 inch) (per sample) |  | SED-SP-03-01-03 | 1500
SEDIMENTOLOGY | Sample Preparation Services | SAMPLE PREPARATION | Sample Preparation | Plug acquisition (diesel/mineral oil (1 inch, 1, 5 inch) (per sample) |  | SED-SP-03-01-04 | 1500
SEDIMENTOLOGY | Sample Preparation Services (on Field) | SAMPLE PREPARATION | Sample Preparation | Plug sampling with mobile-plugger on the field (11/2”, 1”) (per sample) |  | SED-SP-03-01-05 | 1500
SEDIMENTOLOGY | Sample Preparation Services | SAMPLE PREPARATION | Sample Preparation | Injection of dyed (epoxy) resin (per sample) |  | SED-SP-04-00-00 | 640
SEDIMENTOLOGY | Sample Preparation Services | SAMPLE PREPARATION | Sample Preparation | Encapsulation of unconsolidated core plugs (with nickel foil) |  | SED-SP-05-00-00 | 1300
SEDIMENTOLOGY | Sample Preparation Services | SAMPLE PREPARATION | Sample Preparation | Plug coating with wax (per sample) |  | SED-SP-06-00-0 | 750
SEDIMENTOLOGY | Mineralogical Analysis | ANALYSIS | X-ray Difraction (XRD) | Whole rock diffraction pattern obtainment (per sample) (sample preparation+analysis) Analyses going on under 2°/min scan speed for 2-65° 2θ scan range. An additional 20% will be charged for analyzes to be made outside these conditions. All samples, especially asbestos, zeolite, cristobalite that may cause aerosol cancer hazard, and pharmacologic samples that may give harm to human health and environment has to be packaged and sealed carefully. The samples from hospitals/clinics, especially kidney and bile stones, has to be disinfected and packaged carefully. |  | SED-XR-01-01-00 | 1800
SEDIMENTOLOGY | Mineralogical Analysis | ANALYSIS | X-ray Difraction (XRD) | Clay diffraction pattern obtainment (sample preparation+analysis) (per sample) Analyses going on under 1°/min scan speed for 2-26° 2θ scan range. An additional 20% will be charged for analyzes to be made outside these conditions. All samples, especially asbestos, zeolite, cristobalite that may cause aerosol cancer hazard, and pharmacologic samples that may give harm to human health and environment has to be packaged and sealed carefully. The samples from hospitals/clinics, especially kidney and bile stones, has to be disinfected and packaged carefully. |  | SED-XR-01-02-00 | 3000
SEDIMENTOLOGY | Mineralogical Analysis | ANALYSIS | X-ray Difraction (XRD) | Semi-quantitative XRD bulk powder mineral analysis (sample preparation+analysis+interpretation) (per sample) All samples, especially asbestos, zeolite, cristobalite that may cause aerosol cancer hazard, and pharmacologic samples that may give harm to human health and environment has to be packaged and sealed carefully. The samples from hospitals/clinics, especially kidney and bile stones, has to be disinfected and packaged carefully. | TÜRKAK TS EN ISO/IEC 17025 | SED-XR-02-01-00 | 4050
SEDIMENTOLOGY | Mineralogical Analysis | ANALYSIS | X-ray Difraction (XRD) | Semi-quantitative XRD bulk powder mineral and clay mineral analysis (sample preparation+analysis+interpretation) (per sample) All samples, especially asbestos, zeolite, cristobalite that may cause aerosol cancer hazard, and pharmacologic samples that may give harm to human health and environment has to be packaged and sealed carefully. The samples from hospitals/clinics, especially kidney and bile stones, has to be disinfected and packaged carefully. | TÜRKAK TS EN ISO/IEC 17025 | SED-XR-02-02-00 | 4500
SEDIMENTOLOGY | Mineralogical Analysis | ANALYSIS | X-ray Difraction (XRD) | Semi-quantitative XRD clay mineral analysis (sample preparation+analysis+interpretation) (per sample) All samples, especially asbestos, zeolite, cristobalite that may cause aerosol cancer hazard, and pharmacologic samples that may give harm to human health and environment has to be packaged and sealed carefully. The samples from hospitals/clinics, especially kidney and bile stones, has to be disinfected and packaged carefully. | TÜRKAK TS EN ISO/IEC 17025 | SED-XR-02-03-00 | 8550
STRATIGRAPHY | Biostratigraphical Analysis | DRAWING | Digital Photography and Computer Applications | Preparation of biostratigraphical logs by “Strata Bugs“ software (per sample) |  | STR-CAP-01-01-00 | 637.5
STRATIGRAPHY | Biostratigraphical Analysis | DRAWING | Digital Photography and Computer Applications | Preparation of biostratigraphical logs by “Strata Bugs“ software (per 100 m) |  | STR-CAP-01-02-00 | 6600
STRATIGRAPHY | Biostratigraphical Analysis | IMAGING | Digital Photography and Computer Applications | Preparation of microfossil plates (per plate) |  | STR-DP-01-01-00 | 4125
STRATIGRAPHY | Biostratigraphical Analysis | ANALYSIS | Foraminiferal Micropaleontology | Sample picking under binocular microscope for thin section preparation |  | STR-FM-01-01-00 | 375
STRATIGRAPHY | Biostratigraphical Analysis | SAMPLE PREPARATION | Foraminiferal Micropaleontology | Preparation of washed sample (for picking microfossil taxa) |  | STR-FM-01-02-00 | 750
STRATIGRAPHY | Biostratigraphical Analysis | ANALYSIS | Foraminiferal Micropaleontology | Micropaleontological analysis of isolated microfossil from slide (all processes included) (barren slide) |  | STR-FM-01-03-00 | 2025
STRATIGRAPHY | Biostratigraphical Analysis | SAMPLE PREPARATION | Foraminiferal Micropaleontology | Preparation of isolated microfossils for SEM analysis (per microfossil taxa) |  | STR-FM-01-04-00 | 900
STRATIGRAPHY | Biostratigraphical Analysis | ANALYSIS | Foraminiferal Micropaleontology | Micropaleontological analysis of thin sections *for quantitative analyses 50% added to original price |  | STR-FM-02-01-00 | 2550
STRATIGRAPHY | Biostratigraphical Analysis | ANALYSIS | Foraminiferal Micropaleontology | Micropaleontological analysis of thin sections (barren thin section) |  | STR-FM-02-01-01 | 375
STRATIGRAPHY | Biostratigraphical Analysis | ANALYSIS | Foraminiferal Micropaleontology | Reevaluation of thin sections/Only analysis (laboratory processes excluded) |  | STR-FM-02-01-02 | 2025
STRATIGRAPHY | Biostratigraphical Analysis | ANALYSIS | Foraminiferal Micropaleontology | Micropaleontological analysis from isolated microfossil slide (all processes included) *for quantitative analyses 50% added to original price |  | STR-FM-02-02-00 | 4500
STRATIGRAPHY | Biostratigraphical Analysis | ANALYSIS | Foraminiferal Micropaleontology | Reevaluation of isolated microfossil slide (Analysis only-laboratory processes excluded) |  | STR-FM-02-02-01 | 3600
STRATIGRAPHY | Biostratigraphical Analysis | ANALYSIS | Nannopaleontology | Preparation of nannopaleontological slide |  | STR-NP-01-01-00 | 637.5
STRATIGRAPHY | Biostratigraphical Analysis | ANALYSIS | Nannopaleontology | Preparation of nannopaleontological slide for SEM analysis |  | STR-NP-01-02-00 | 900
STRATIGRAPHY | Biostratigraphical Analysis | ANALYSIS | Nannopaleontology | Nannopaleontological analysis (all processes included) *for quantitative analyses 50% added to original price |  | STR-NP-02-01-00 | 3750
STRATIGRAPHY | Biostratigraphical Analysis | ANALYSIS | Nannopaleontology | Reevaluation of nannopaleontological slide (laboratory processes excluded) |  | STR-NP-02-01-01 | 3150
STRATIGRAPHY | Biostratigraphical Analysis | ANALYSIS | Nannopaleontology | Nannopaleontological analysis (barren slide) |  | STR-NP-02-01-02 | 2025
STRATIGRAPHY | Biostratigraphical Analysis | SAMPLE PREPARATION | Palynology | Palynological sample preparation |  | STR-PA-01-01-00 | 1500
STRATIGRAPHY | Biostratigraphical Analysis | SAMPLE PREPARATION | Palynology | Sample preparation for vitrinite reflectance measurement |  | STR-PA-01-02-00 | 1350
STRATIGRAPHY | Biostratigraphical Analysis | SAMPLE PREPARATION | Palynology | Rock sample polishing |  | STR-PA-01-03-00 | 900
STRATIGRAPHY | Biostratigraphical Analysis | SAMPLE PREPARATION | Palynology | Picking indiviual chitinozoan species for SEM analysis (per chitinozoan taxa) |  | STR-PA-01-04-00 | 1500
STRATIGRAPHY | Biostratigraphical Analysis | ANALYSIS | Palynology | Palynological analysis (all processes included) *for quantitative analyses 50% added to original price |  | STR-PA-02-01-00 | 5100
STRATIGRAPHY | Biostratigraphical Analysis | ANALYSIS | Palynology | Reevaluation of palynological slide/Only analysis (laboratory processes excluded) |  | STR-PA-02-01-01 | 3600
STRATIGRAPHY | Biostratigraphical Analysis | ANALYSIS | Palynology | Palynological analysis (barren slide) |  | STR-PA-02-01-02 | 2550
STRATIGRAPHY | Biostratigraphical Analysis | ANALYSIS | Palynology | Organic facies analysis (all processes included) *for quantitative analyses 50% added to original price |  | STR-PA-02-02-00 | 2550
STRATIGRAPHY | Biostratigraphical Analysis | ANALYSIS | Palynology | Reevaluation of organic facies *for quantitative analyses 50% added to original price |  | STR-PA-02-02-01 | 2025
STRATIGRAPHY | Scanning Electron Microscopy (SEM) | ANALYSIS | Scanning Electron Microscopy | Micropaleontological analysis of the fossils extracted from washed samples (per hour) |  | STR-SEM-02-01-00 | 3600
STRATIGRAPHY | Scanning Electron Microscopy (SEM) | ANALYSIS | Scanning Electron Microscopy | Palynological analysis (per hour) |  | STR-SEM-02-02-00 | 3600
STRATIGRAPHY | Scanning Electron Microscopy (SEM) | ANALYSIS | Scanning Electron Microscopy | Nannopaleontological anaysis (per hour) |  | STR-SEM-02-03-00 | 3600
GEOCHEMISTRY | Petroleum Geochemistry | ANALYSIS | Mathematical Modelling | Genex 1D Modelling for Each well (Complete Report) |  | JEO-MM-01-01-00 | 72000
GEOCHEMISTRY | Petroleum Geochemistry | ANALYSIS | Mathematical Modelling | Genex 1D Modelling for similar additional wells |  | JEO-MM-01-02-00 | 37500
GEOCHEMISTRY | Petroleum Geochemistry | ANALYSIS | Organic Petrography (OP) | Kerogen Type Analysis (including SCI and flourescence) |  | JEO-OP-01-01-00 | 2250
GEOCHEMISTRY | Petroleum Geochemistry | ANALYSIS | Organic Petrography (OP) | Vitrinite Reflectance Measurement (Kerogen, coal and whole rock) * The vitrinite reflectance of rock sample is measured under the microscope, then the maturity level is defined. |  | JEO-OP-01-02-00 | 2250
GEOCHEMISTRY | Petroleum Geochemistry | SAMPLE PREPARATION | Sample Preparation | Sample Preparation (Sampling, grinding solvent washing, description) |  | JEO-PG-01-00-00 | 525
GEOCHEMISTRY | Petroleum Geochemistry | ANALYSIS | Pyrolysis and Total Organic Carbon Analysis | Pyrolysis and TOC Analysis (Rock-Eval VI) *The analysis is performed in Rock Eval 6 device with 60-63 mg of crushed samples. The sample is thermally cracked and then sent to oxidation oven. After performing the analysis, the hydrocarbon potential, thermal maturity and kerogen type of the rock is defined. |  | JEO-PG-02-01-00 | 2250
GEOCHEMISTRY | Petroleum Geochemistry | ANALYSIS | Pyrolysis and Total Organic Carbon Analysis | Pyrolysis, TOC and Carbonate Analysis (Rock Eval VI) |  | JEO-PG-02-02-00 | 2700
GEOCHEMISTRY | Petroleum Geochemistry | ANALYSIS | Pyrolysis and Total Organic Sulphur Analysis | Pyrolysis and Total Organic Sulphur Analysis |  | JEO-PG-02-03-00 | 6750
GEOCHEMISTRY | Petroleum Geochemistry | ANALYSIS | Pyrolysis and Kinetic Analysis | Determination of Kinetic Parameters |  | JEO-PG-02-04-00 | 10200
GEOCHEMISTRY | Petroleum Geochemistry | ANALYSIS | Extraction and Chromatografic Separation Analysis | Asphaltane Separation and Quantification |  | JEO-PG-03-01-00 | 2250
GEOCHEMISTRY | Petroleum Geochemistry | ANALYSIS | Extraction and Chromatografic Separation Analysis | Accelerated Solvent Extraction (ASE) (quantitative) |  | JEO-PG-03-03-00 | 2250
GEOCHEMISTRY | Petroleum Geochemistry | ANALYSIS | Extraction and Chromatografic Separation Analysis | Separation of TPH (Total Petroleum Hydrocarbons) in Water |  | JEO-PG-03-04-00 | 2550
GEOCHEMISTRY | Petroleum Geochemistry | ANALYSIS | Extraction and Chromatografic Separation Analysis | Column Chromatography (quantitative) |  | JEO-PG-03-05-00 | 2550
GEOCHEMISTRY | Petroleum Geochemistry | ANALYSIS | Extraction and Chromatografic Separation Analysis | Column Chromatography (preparative) |  | JEO-PG-03-06-00 | 2250
GEOCHEMISTRY | Petroleum Geochemistry | ANALYSIS | Extraction and Chromatografic Separation Analysis | Separation of n-Alkane Fraction |  | JEO-PG-03-07-00 | 5250
GEOCHEMISTRY | Petroleum Geochemistry | ANALYSIS | Extraction and Chromatografic Separation Analysis | Column Chromatography for mono and tri Aromatics (qualitative) |  | JEO-PG-03-08-00 | 3750
GEOCHEMISTRY | Petroleum Geochemistry | ANALYSIS | Extraction and Chromatografic Separation Analysis | Molecular Sieving |  | JEO-PG-03-09-00 | 1275
GEOCHEMISTRY | Petroleum Geochemistry | ANALYSIS | Extraction and Chromatografic Separation Analysis | Column Chromatography (for Diamondoids) |  | JEO-PG-03-10-00 | 2250
GEOCHEMISTRY | Petroleum Geochemistry | ANALYSIS | Extraction and Chromatografic Separation Analysis | Removal and Cleanup Process of Mud Additives from Rock Samples |  | JEO-PG-03-11-00 | 4500
GEOCHEMISTRY | Petroleum Geochemistry | ANALYSIS | Extraction and Chromatografic Separation Analysis | Sample Drying with Lyophilization |  | JEO-PG-03-12-00 | 1275
GEOCHEMISTRY | Petroleum Geochemistry | ANALYSIS | Extraction and Chromatografic Separation Analysis | Thin Layer Chromatography (Iatroscan) (quantitative) |  | JEO-PG-04-00-00 | 3000
GEOCHEMISTRY | Petroleum Geochemistry | ANALYSIS | Gas Chromatography Analysis | C1-C4 Gas Chromatography Analysis (“Head Space” gas and other gas samples) |  | JEO-PG-05-01-00 | 1500
GEOCHEMISTRY | Petroleum Geochemistry | ANALYSIS | Gas Chromatography Analysis | “Soil Gas” Analysis (C1-C4) |  | JEO-PG-05-02-00 | 2850
GEOCHEMISTRY | Petroleum Geochemistry | ANALYSIS | Gas Chromatography Analysis | Whole Extract Gas Chromatography Analysis |  | JEO-PG-05-03-00 | 6300
GEOCHEMISTRY | Petroleum Geochemistry | ANALYSIS | Gas Chromatography Analysis | Saturated Hydrocarbon Gas Chromatography Analysis |  | JEO-PG-05-04-00 | 6300
GEOCHEMISTRY | Petroleum Geochemistry | ANALYSIS | Gas Chromatography Analysis | Whole Oil Gas Chromatography Analysis |  | JEO-PG-05-05-00 | 9000
GEOCHEMISTRY | Petroleum Geochemistry | ANALYSIS | Gas Chromatography Analysis | Petroleum Products Gas Chromatography Analysis (Gasoline, diesel, fuel oil) |  | JEO-PG-05-06-00 | 5250
GEOCHEMISTRY | Petroleum Geochemistry | ANALYSIS | Gas Chromatography Analysis | High Temperature Whole Oil Gas Chromatography Analysis (HTGC up to C90) |  | JEO-PG-05-08-00 | 15000
GEOCHEMISTRY | Petroleum Geochemistry | ANALYSIS | Gas Chromatography Analysis | TPH (Total Petroleum Hydrocarbons) in Water Gas Chromatography Analysis |  | JEO-PG-05-09-00 | 5400
GEOCHEMISTRY | Petroleum Geochemistry | ANALYSIS | Gas Chromatography Analysis | Carbondioxide (CO2) analysis in gas samples by Micro GC (quantitative) |  | JEO-PG-05-10-00 | 2850
GEOCHEMISTRY | Petroleum Geochemistry | ANALYSIS | Gas Chromatography Analysis | Hydrocarbon gas analysis in water samples by Head-Space GC (quantitative) |  | JEO-PG-05-11-00 | 3300
GEOCHEMISTRY | Petroleum Geochemistry | ANALYSIS | Total Scanning Fluorescence Spectrometry Analysis | Total Scanning Fluorescence Spectrometry Analysis For Oil Samples |  | JEO-PG-05-12-00 | 2500
GEOCHEMISTRY | Petroleum Geochemistry | ANALYSIS | Gas Chromatography-Mass Spectrometry Analysis | Saturate Biomarker GC-MS Analysis |  | JEO-PG-06-01-00 | 15000
GEOCHEMISTRY | Petroleum Geochemistry | ANALYSIS | Gas Chromatography-Mass Spectrometry Analysis | Aromatic Biomarker GC-MS Analysis |  | JEO-PG-06-02-00 | 16500
GEOCHEMISTRY | Petroleum Geochemistry | ANALYSIS | Gas Chromatography-Mass Spectrometry Analysis | Full Scan GC-MS Analysis (5 Different ion numbers performed by contacting the customer) |  | JEO-PG-06-03-00 | 21000
GEOCHEMISTRY | Petroleum Geochemistry | ANALYSIS | Gas Chromatography-Mass Spectrometry Analysis | Diamondoid GC-MS Analysis For Oil Samples |  | JEO-PG-06-04-00 | 21000
GEOCHEMISTRY | Petroleum Geochemistry | ANALYSIS | Triple Quadrupole Gas Chromatography-Mass Spectrometry Analysis | Saturate Biomarker GC-MS/MS Analysis For Oil Samples (5 Different ion numbers performed by contacting the customer) |  | JEO-PG-06-05-00 | 25500
GEOCHEMISTRY | Petroleum Geochemistry | ANALYSIS | Stable Isotope Analysis Carbon Isotope (13C/12C) Analysis | Isotope Analysis of Hydrocarbon Gases (methane, ethane, propane, butane) (GC-C-IRMS) |  | JEO-PG-07-01-01 | 9000
GEOCHEMISTRY | Petroleum Geochemistry | ANALYSIS | Stable Isotope Analysis Carbon Isotope (13C/12C) Analysis | Bulk Isotope Analysis of Oil or Extract (EA-IRMS) |  | JEO-PG-07-01-02 | 6000
GEOCHEMISTRY | Petroleum Geochemistry | ANALYSIS | Stable Isotope Analysis Carbon Isotope (13C/12C) Analysis | Isotope Analysis of Saturated Fraction of Oil or Extract (EA-IRMS) |  | JEO-PG-07-01-03 | 6000
GEOCHEMISTRY | Petroleum Geochemistry | ANALYSIS | Stable Isotope Analysis Carbon Isotope (13C/12C) Analysis | Isotope Analysis of Aromatic Fraction of Oil or Extract (EA-IRMS) |  | JEO-PG-07-01-04 | 6000
GEOCHEMISTRY | Petroleum Geochemistry | ANALYSIS | Stable Isotope Analysis Carbon Isotope (13C/12C) Analysis | Compound-Specific Carbon Isotope Analysis of Saturate Fraction of Oil or Extract (GC-C-IRMS) |  | JEO-PG-07-01-05 | 15000
GEOCHEMISTRY | Petroleum Geochemistry | ANALYSIS | Stable Isotope Analysis Carbon Isotope (13C/12C) Analysis | Isotope Analysis (EA-IRMS) of Kerogen / solid samples |  | JEO-PG-07-01-06 | 6000
GEOCHEMISTRY | Petroleum Geochemistry | ANALYSIS | Stable Isotope Analysis Carbon Isotope (13C/12C) Analysis | Carbon (13C/12C) and Oxygene (18O/16O) Isotope Analysis of Carbonates |  | JEO-PG-07-01-07 | 5625
GEOCHEMISTRY | Petroleum Geochemistry | ANALYSIS | Stable Isotope Analysis Hydrogen Isotope (2H/H) Analysis | Isotope Analysis of Hydrocarbon Gases (methane, ethane, propane, butane) (GC-C-IRMS) |  | JEO-PG-07-02-01 | 9000
GEOCHEMISTRY | Petroleum Geochemistry | ANALYSIS | Stable Isotope Analysis Hydrogen Isotope (2H/H) Analysis | Bulk Isotope Analysis of Oil or Extract (EA-IRMS) |  | JEO-PG-07-02-02 | 6000
GEOCHEMISTRY | Petroleum Geochemistry | ANALYSIS | Stable Isotope Analysis Hydrogen Isotope (2H/H) Analysis | Isotope Analysis of Saturated Fraction of Oil or Extract (EA-IRMS) |  | JEO-PG-07-02-03 | 6000
GEOCHEMISTRY | Petroleum Geochemistry | ANALYSIS | Stable Isotope Analysis Hydrogen Isotope (2H/H) Analysis | Isotope Analysis of Aromatic Fraction of Oil or Extract (EA-IRMS) |  | JEO-PG-07-02-04 | 6000
GEOCHEMISTRY | Petroleum Geochemistry | ANALYSIS | Stable Isotope Analysis Hydrogen Isotope (2H/H) Analysis | Compound-Specific Hydrogen Isotope Analysis of Saturate Fraction of Oil or Extract (GC-C-IRMS) |  | JEO-PG-07-02-05 | 15000
GEOCHEMISTRY | Petroleum Geochemistry | ANALYSIS | Stable Isotope Analysis Hydrogen Isotope (2H/H) Analysis | Isotope Analysis (EA-IRMS) of Kerogen / solid samples |  | JEO-PG-07-02-06 | 6000
GEOCHEMISTRY | Petroleum Geochemistry | ANALYSIS | Stable Isotope Analysis Oxygen Isotope (18O/16O) Analysis | Bulk Isotope Analysis of Oil or Extract (EA-IRMS) |  | JEO-PG-07-03-01 | 6000
GEOCHEMISTRY | Petroleum Geochemistry | ANALYSIS | Stable Isotope Analysis Oxygen Isotope (18O/16O) Analysis | Isotope Analysis of Saturated Fraction of Oil or Extract (EA-IRMS) |  | JEO-PG-07-03-02 | 6000
GEOCHEMISTRY | Petroleum Geochemistry | ANALYSIS | Stable Isotope Analysis Oxygen Isotope (18O/16O) Analysis | Isotope Analysis of Aromatic Fraction of Oil or Extract (EA-IRMS) |  | JEO-PG-07-03-03 | 6000
GEOCHEMISTRY | Petroleum Geochemistry | ANALYSIS | Stable Isotope Analysis Oxygen Isotope (18O/16O) Analysis | Isotope Analysis of Kerogen ( EA-IRMS)/solid samples |  | JEO-PG-07-03-04 | 6000
GEOCHEMISTRY | Petroleum Geochemistry | ANALYSIS | Stable Isotope Analysis Nitrogen Isotope (15N/14N) Analyses | Bulk Isotope Analysis of Oil or Extract (EA-IRMS) |  | JEO-PG-07-04-01 | 6000
GEOCHEMISTRY | Petroleum Geochemistry | ANALYSIS | Stable Isotope Analysis Nitrogen Isotope (15N/14N) Analyses | Isotope Analysis of Saturated Fraction of Oil or Extract (EA-IRMS) |  | JEO-PG-07-04-02 | 6000
GEOCHEMISTRY | Petroleum Geochemistry | ANALYSIS | Stable Isotope Analysis Nitrogen Isotope (15N/14N) Analyses | Isotope Analysis or Aromatic Fraction of Oil or Extract (EA-IRMS) |  | JEO-PG-07-04-03 | 6000
GEOCHEMISTRY | Petroleum Geochemistry | ANALYSIS | Stable Isotope Analysis Nitrogen Isotope (15N/14N) Analyses | Isotope Analysis ( EA-IRMS) of Kerogen/ solid samples |  | JEO-PG-07-04-04 | 6000
GEOCHEMISTRY | Petroleum Geochemistry | ANALYSIS | Stable Isotope Analysis Nitrogen Isotope (15N/14N) Analyses | Isotope Analysis of Hydrocarbon Gases (methane, ethane, propane, butane) (GC-C-IRMS) |  | JEO-PG-07-04-05 | 6000
DRILLING | Cementing | APPLICATION | Well Cementing Services | Daily Field Cementing Laboratory Service |  | STM-CE-00-01-00 | 28050
DRILLING | Quality Control and Performance Evaluation Test | TEST | Well Cementing Services | API cement testing | API Spec 10 A/ TS EN ISO 10426-1 | STM-CE-01-01-00 | 56100
DRILLING | Quality Control and Performance Evaluation Test | TEST | Well Cementing Services | Accelerator evaluation |  | STM-CE-01-02-00 | 20400
DRILLING | Quality Control and Performance Evaluation Test | TEST | Well Cementing Services | Retarder evaluation |  | STM-CE-01-03-00 | 20400
DRILLING | Quality Control and Performance Evaluation Test | TEST | Well Cementing Services | Fluid-loss control agent evaluation |  | STM-CE-01-04-00 | 18000
DRILLING | Quality Control and Performance Evaluation Test | TEST | Well Cementing Services | Friction reducer evaluation |  | STM-CE-01-05-00 | 18000
DRILLING | Quality Control and Performance Evaluation Test | TEST | Well Cementing Services | Extender evaluation |  | STM-CE-01-06-00 | 12600
DRILLING | Quality Control and Performance Evaluation Test | TEST | Well Cementing Services | Weighting agents evaluation |  | STM-CE-01-07-00 | 7950
DRILLING | General Tests | TEST | Well Cementing Services | Thickening time test (High Pressure / High Temperature) | API Spec. 10A/B | STM-CE-02-01-01 | 21750
DRILLING | General Tests | TEST | Well Cementing Services | High temperature thickening time test (BHCT>180°F) | API Spec. 10A/B | STM-CE-02-01-03 | 27750
DRILLING | General Tests | TEST | Well Cementing Services | Compressive strength test-per cube (curing specimens in non-pressure vessel at temperatures up to 180 °F (82 °C)) | API Spec 10 A/ TS EN ISO 10426-1 | STM-CE-02-02-01 | 18000
DRILLING | General Tests | TEST | Well Cementing Services | Compressive strength test (by Ultrasonic Cement Analyzer) | API RP 10B | STM-CE-02-02-02 | 13500
DRILLING | General Tests | TEST | Well Cementing Services | Gel strength test (by Gel Strength Analyzer) | API RP 10B | STM-CE-02-02-03 | 13950
DRILLING | General Tests | TEST | Well Cementing Services | High temperature compressive strength test UCA (BHST>240°F) | API RP 10B | STM-CE-02-02-04 | 22950
DRILLING | General Tests | TEST | Well Cementing Services | High temperature jel strength test UCA (BHST>240°F) | API RP 10B | STM-CE-02-02-05 | 28050
DRILLING | General Tests | TEST | Well Cementing Services | Fluid - loss test (High pressure) | API RP 10B | STM-CE-02-04-01 | 2850
DRILLING | General Tests | TEST | Well Cementing Services | High Temperature API Fluid Loss test (BHST>240 °F) | API RP 10B | STM-CE-02-04-02 | 3750
DRILLING | General Tests | TEST | Well Cementing Services | Determination of rheological properties of cement slurry | API RP 10B | STM-CE-02-05-00 | 2850
DRILLING | General Tests | TEST | Well Cementing Services | Free water (fluid) test | API Spec 10 A/ TS EN ISO 10426-1 | STM-CE-02-06-00 | 3300
DRILLING | General Tests | TEST | Well Cementing Services | Determination of specific gravity | ASTM-C188 | STM-CE-02-08-00 | 1500
DRILLING | General Tests | TEST | Well Cementing Services | Determination of slurry density (by pressurized fluid density balance) | API RP 10B | STM-CE-02-09-00 | 1500
DRILLING | Cement Slurry Design | DESIGN | Well Cementing Services | Casing and liner cement slurry design | API RP 10B | STM-CE-03-01-01 | 89250
DRILLING | Cement Slurry Design | DESIGN | Well Cementing Services | Plug and squeeze cementing job design | API RP 10B | STM-CE-03-01-02 | 102000
DRILLING | Cement Slurry Design | DESIGN | Well Cementing Services | High bottom hole temperature casing and liner cement slurry design | API RP 10B | STM-CE-03-02-01 | 95625
DRILLING | Cement Slurry Design | DESIGN | Well Cementing Services | High bottom hole temperature plug and squeeze cement slurry design | API RP 10B | STM-CE-03-02-02 | 95625
DRILLING | Drilling and Completion Fluids Services | TEST | Drilling and Completion Fluids Services | Daily Field Mud Lab Service |  | STM-DCF-00-01-00 | 1650
DRILLING | Drilling and Completion Fluids Services | TEST | Quality Control and Performance Evaluation Tests | Barite test (and other weighting materials) | *API Spec 13A/ISO 13500/TSE 13500 TÜRKAK TS EN ISO/IEC 17025 | STM-DCF-01-01-00 | 6600
DRILLING | Drilling and Completion Fluids Services | TEST | Quality Control and Performance Evaluation Tests | Bentonite test (non-treated/treated/OCMA) | * API Spec 13A/ISO 13500/TSE 13500 TÜRKAK TS EN ISO/IEC 17025 | STM-DCF-01-02-00 | 6600
DRILLING | Drilling and Completion Fluids Services | TEST | Quality Control and Performance Evaluation Tests | Sepiolite test | * API Spec 13A/ISO 13500/TSE 13500 | STM-DCF-01-03-00 | 6600
DRILLING | Drilling and Completion Fluids Services | TEST | Quality Control and Performance Evaluation Tests | Attapulgit testi | * API Spec 13A/ISO 13500/TSE 13500 | STM-DCF-01-04-00 | 6600
DRILLING | Drilling and Completion Fluids Services | TEST | Quality Control and Performance Evaluation Tests | CMC test (CMC-LV and CMC-HV) | * API Spec 13A/ISO 13500/TSE 13500 TÜRKAK TS EN ISO/IEC 17025 | STM-DCF-01-05-00 | 6600
DRILLING | Drilling and Completion Fluids Services | TEST | Quality Control and Performance Evaluation Tests | StarchTesti | * API Spec 13A/ISO 13500/TSE 13500 TÜRKAK TS EN ISO/IEC 17025 | STM-DCF-01-06-00 | 6600
DRILLING | Drilling and Completion Fluids Services | TEST | Quality Control and Performance Evaluation Tests | Thinner (Ferrochrome lignosulfonate, chrome free lignosulfonate and liquid thinner) test | *TPAO ŞARTNAMESİ TÜRKAK TS EN ISO/IEC 17025 | STM-DCF-01-07-00 | 10200
DRILLING | Drilling and Completion Fluids Services | TEST | Quality Control and Performance Evaluation Tests | XC-XCD polimer test | * TPAO SPEC TÜRKAK TS EN ISO/IEC 17025 | STM-DCF-01-08-00 | 10200
DRILLING | Drilling and Completion Fluids Services | TEST | Quality Control and Performance Evaluation Tests | PAC test (Pac-LV ve Pac-R) | * API Spec 13A/ISO 13500/TSE 13500 TÜRKAK TS EN ISO/IEC 17025 | STM-DCF-01-09-00 | 6600
DRILLING | Drilling and Completion Fluids Services | TEST | Quality Control and Performance Evaluation Tests | Calcium carbonate test (and other bridging material) | *TPAO SPEC TÜRKAK TS EN ISO/IEC 17025 | STM-DCF-01-10-00 | 7650
DRILLING | Drilling and Completion Fluids Services | TEST | Quality Control and Performance Evaluation Tests | Foamer performance test |  | STM-DCF-01-11-00 | 6600
DRILLING | Drilling and Completion Fluids Services | TEST | Quality Control and Performance Evaluation Tests | Lubricant performance test (with ofite lubricity tester) | TPAO Spec | STM-DCF-01-13-00 | 7650
DRILLING | Drilling and Completion Fluids Services | TEST | Quality Control and Performance Evaluation Tests | Lubricant performance test (with viscosity coefficient tester) |  | STM-DCF-01-14-00 | 6600
DRILLING | Drilling and Completion Fluids Services | TEST | General Tests | Determination of flow properties (by Fann 35 or Chan 35 Viscometer) | * API Spec 13A/ISO 13500/TSE 13500 TÜRKAK TS EN ISO/IEC 17025 | STM-DCF-02-01-01 | 2550
DRILLING | Drilling and Completion Fluids Services | TEST | General Tests | High pressure and high temperature rheology test (by Anton Paar MSR 302 Reometer) |  | STM-DCF-02-01-03 | 10950
DRILLING | Drilling and Completion Fluids Services | TEST | General Tests | Determination of flow properties (by Anton Paar MSR 302 Reometer) |  | STM-DCF-02-01-05 | 2250
DRILLING | Drilling and Completion Fluids Services | TEST | General Tests | Determination of low shear rate flow properties (by Anton Paar MSR 302 Reometer) |  | STM-DCF-02-01-06 | 3150
DRILLING | Drilling and Completion Fluids Services | TEST | General Tests | High pressure rheology test (by Anton Paar MSR 302 Reometer) |  | STM-DCF-02-01-07 | 7650
DRILLING | Drilling and Completion Fluids Services | TEST | General Tests | Determination of the temperature balance point of polymers (Thermal Stability) upto 300ºC (by Anton Paar MSR 302 Reometer) |  | STM-DCF-02-01-08 | 4800
DRILLING | Drilling and Completion Fluids Services | TEST | General Tests | API fluid loss test | * API Spec 13A/ISO 13500/TSE 13500 TÜRKAK TS EN ISO/IEC 17025 | STM-DCF-02-02-01 | 2250
DRILLING | Drilling and Completion Fluids Services | TEST | General Tests | High pressure and high temperature fluid loss test |  | STM-DCF-02-02-02 | 2850
DRILLING | Drilling and Completion Fluids Services | TEST | General Tests | Dispersion (Hot-Rolling) test |  | STM-DCF-02-05-00 | 3300
DRILLING | Drilling and Completion Fluids Services | TEST | General Tests | Linear swelling test (by Grace Inst. M4600) |  | STM-DCF-02-06-00 | 6600
DRILLING | Drilling and Completion Fluids Services | TEST | General Tests | High Pressure High Temperature Linear Sweelling Test (by Grace Inst. M4600) |  | STM-DCF-02-06-01 | 7950
DRILLING | Drilling and Completion Fluids Services | TEST | General Tests | Completion fluid and mud resistivity test |  | STM-DCF-02-07-00 | 900
DRILLING | Drilling and Completion Fluids Services | TEST | General Tests | Retort test |  | STM-DCF-02-08-00 | 1200
DRILLING | Drilling and Completion Fluids Services | TEST | General Tests | Methylene blue test for mud |  | STM-DCF-02-09-01 | 1350
DRILLING | Drilling and Completion Fluids Services | TEST | General Tests | Methylene blue test for cuttings |  | STM-DCF-02-09-02 | 1350
DRILLING | Drilling and Completion Fluids Services | TEST | General Tests | Methylene blue test for commercial bentonite |  | STM-DCF-02-09-03 | 1350
DRILLING | Drilling and Completion Fluids Services | TEST | General Tests | Density test for cuttings |  | STM-DCF-02-10-00 | 6600
DRILLING | Drilling and Completion Fluids Services | TEST | General Tests | Sand content test |  | STM-DCF-02-11-00 | 600
DRILLING | Drilling and Completion Fluids Services | TEST | General Tests | Permeability Plugging Test |  | STM-DCF-02-12-00 | 7950
DRILLING | Drilling and Completion Fluids Services | TEST | General Tests | Particle Size Distribution analysis (Horiba LA-950V2) |  | STM-DCF-02-13-00 | 7950
DRILLING | Drilling and Completion Fluids Services | TEST | General Tests | Density test (hydrometer) |  | STM-DCF-02-14-00 | 1800
DRILLING | Drilling and Completion Fluids Services | TEST | General Tests | Humidty test (accredited for Pac-Lv and Pac-Hv) | * API Spec 13A/ISO 13500/TSE 13500 TÜRKAK TS EN ISO/IEC 17025 | STM-DCF-02-15-00 | 1800
DRILLING | Drilling and Completion Fluids Services | TEST | General Tests | Sieve analysis (per sieve) (200 µ ve 325 µ) (accredited for CaCO3) | *TÜRKAK TS EN ISO/IEC 17025 | STM-DCF-02-16-00 | 1020
DRILLING | Drilling and Completion Fluids Services | TEST | General Tests | Solubility in acid (accrediated for CaCO3) | * TÜRKAK TS EN ISO/IEC 17025 | STM-DCF-02-17-00 | 2550
DRILLING | Drilling and Completion Fluids Services | TEST | General Tests | Determination of specific gravity (accrediated for Barite and CaCO3) | * API Spec 13A/ISO 13500/TSE 13500 TÜRKAK TS EN ISO/IEC 17025 | STM-DCF-02-18-00 | 2550
DRILLING | Drilling and Completion Fluids Services | TEST | General Tests | Wet screen analysis (200 µ ve 325 µ) (accredited for Bentonite and Barite) | * API Spec 13A/ISO 13500/TSE 13500 TÜRKAK TS EN ISO/IEC 17025 | STM-DCF-02-19-00 | 1800
DRILLING | Drilling and Completion Fluids Services | TEST | General Tests | Determination of specific gravity with helium pycnometer |  | STM-DCF-02-20-00 | 1500
DRILLING | Drilling and Completion Fluids Services | TEST | General Tests | Determination of particles less than 6 µm in equivalent spherical Diameter (Barite) | * API Spec 13A/ISO 13500 TSE 13500 TÜRKAK TS EN ISO/IEC 17025 | STM-DCF-02-24-00 | 2550
DRILLING | Drilling and Completion Fluids Services | TEST | General Tests | Mud weight (with mud balance) |  | STM-DCF-02-25-00 | 1020
DRILLING | General Tests | TEST | General Tests | Bentonite Inhıbıtion test |  | STM-DCF-02-28-00 | 5100
DRILLING | Quality Control and Performance Evaluation Tests | TEST | Quality Control and Performance Evaluation Tests | Humidity test (with moisture analyzer) |  | STM-DCF-02-29-00 | 1800
DRILLING | Drilling and Completion Fluids Services | TEST | General Tests | Polyamine Test |  | STM-DCF-02-30-00 | 11700
DRILLING | Drilling and Completion Fluids Services | TEST | General Tests | Purified Xantham Gum Test |  | STM-DCF-02-31-00 | 2250
DRILLING | Drilling and Completion Fluids Services | TEST | General Tests | Purified Starch Polymer Test |  | STM-DCF-02-32-00 | 4500
DRILLING | Drilling and Completion Fluids Services | TEST | General Tests | Thermal Stabilizer Test |  | STM-DCF-02-33-00 | 4500
DRILLING | Drilling and Completion Fluids Services | ANALYSIS | Chemical Analysis | pH determination (accredited for xcd polymer) | * TÜRKAK TS EN ISO/IEC 17025 | STM-DCF-03-01-00 | 1020
DRILLING | Drilling and Completion Fluids Services | ANALYSIS | Chemical Analysis | Alkalinity test (Pm –Pf-Mf) |  | STM-DCF-03-02-00 | 637.5
DRILLING | Drilling and Completion Fluids Services | ANALYSIS | Chemical Analysis | Chloride ion determination |  | STM-DCF-03-03-00 | 1020
DRILLING | Drilling and Completion Fluids Services | ANALYSIS | Chemical Analysis | H2S determination (H2S determination kit) |  | STM-DCF-03-05-00 | 2250
DRILLING | Drilling and Completion Fluids Services | ANALYSIS | Chemical Analysis | % Potassium ion determination (Centrifuge method) |  | STM-DCF-03-07-00 | 9300
DRILLING | Drilling and Completion Fluids Services | ANALYSIS | Chemical Analysis | Calcium ion determination (accredited for barite) | * API Spec 13A/ISO 13500/TSE 13500 TÜRKAK TS EN ISO/IEC 17025 | STM-DCF-03-08-00 | 1800
DRILLING | Drilling and Completion Fluids Services | ANALYSIS | Chemical Analysis | Total hardness determination |  | STM-DCF-03-09-00 | 1350
DRILLING | Drilling and Completion Fluids Services | ANALYSIS | Chemical Analysis | Polymer concentration determination |  | STM-DCF-03-10-00 | 1650
DRILLING | Drilling and Completion Fluids Services | ANALYSIS | Chemical Analysis | Glycol Cloud Point Determination |  | STM-DCF-03-11-00 | 2550
DRILLING | Drilling and Completion Fluids Services | ANALYSIS | Chemical Analysis | Glycol concentration determination with refractometer |  | STM-DCF-03-12-00 | 2550
DRILLING | Drilling and Completion Fluids Services | TEST | Oil Mud Tests | Emulsion stability test |  | STM-DCF-04-01-00 | 3300
DRILLING | Drilling and Completion Fluids Services | TEST | Oil Mud Tests | Lime content determination |  | STM-DCF-04-02-00 | 3300
DRILLING | Drilling and Completion Fluids Services | TEST | Oil Mud Tests | Salt content determination |  | STM-DCF-04-03-00 | 3300
DRILLING | Drilling and Completion Fluids Services | TEST | Oil Mud Tests | Formation activity coefficient determination |  | STM-DCF-04-04-00 | 3300
DRILLING | Drilling and Completion Fluids Services | TEST | Oil Mud Tests | High pressure and high temperature rheology test (by Anton Paar MSR 302 Reometer) |  | STM-DCF-04-05-00 | 12000
DRILLING | Drilling and Completion Fluids Services | DESIGN | Drilling and Completion Fluids Design | Design of drilling and drill-in fluids program |  | STM-DCF-05-01-01 | 43875
DRILLING | Drilling and Completion Fluids Services | DESIGN | Drilling and Completion Fluids Design | Design of completion / workover and packer fluids program |  | STM-DCF-05-01-02 | 43875
DRILLING | Drilling and Completion Fluids Services | DESIGN | Drilling and Completion Fluids Design | Design of underbalanced drilling fluids program |  | STM-DCF-05-01-03 | 43875
DRILLING | General Tests | TEST | Rock Mechanics / Wellbore stability (RMWS) | Uniaxial compressive strength test (per 1 specimen) | ISRM | STM-RMWS-01-01-01 | 1425
DRILLING | General Tests | TEST | Rock Mechanics / Wellbore stability (RMWS) | Triaxial compressive strength test (Mohr Failure Envelope) (per 1 set-minimum 3 specimen) | ISRM | STM-RMWS-01-01-02 | 6600
DRILLING | General Tests | TEST | Rock Mechanics / Wellbore stability (RMWS) | Static deformability test (Young’s Modulus ve Poisson’s Ratio ) (per 1 specimen) | ISRM | STM-RMWS-01-02-00 | 7125
DRILLING | General Tests | MEASUREMENT | Rock Mechanics / Wellbore stability (RMWS) | Dynamic deformability test (Young’s Modulus ve Poisson’s Ratio ) (per 1 specimen) | ISRM | STM-RMWS-01-02-01 | 4125
DRILLING | General Tests | TEST | Rock Mechanics / Wellbore stability (RMWS) | Ultrasonic Pulse Velocity Measurements (Vp & Vs) (per 1 specimen) | ISRM | STM-RMWS-01-03-00 | 3000
DRILLING | General Tests | TEST | Rock Mechanics / Wellbore stability (RMWS) | Point load strength test |  | STM-RMWS-01-04-00 | 1350
DRILLING | General Tests | TEST | Rock Mechanics / Wellbore stability (RMWS) | Slake durability test |  | STM-RMWS-01-05-00 | 2700
DRILLING | General Tests | TEST | Rock Mechanics / Wellbore stability (RMWS) | Indirect tensile strength test (Brazilian) (per 1 specimen) | ISRM/CANMET | STM-RMWS-01-06-00 | 1020
DRILLING | General Tests | TEST | Rock Mechanics / Wellbore stability (RMWS) | Proppant Sieve analysis (per 1 set-triple determination ) | API_Std19C_2Ed ASTM E11 | STM-RMWS-01-07-00 | 3000
DRILLING | General Tests | TEST | Rock Mechanics / Wellbore stability (RMWS) | Proppant Crush-Resistance Test (each 3 samples) (per 1 set-triple determination) | API_Std19C_2Ed ASTM E11 | STM-RMWS-01-08-00 | 7125
DRILLING | General Tests | MEASUREMENT | Rock Mechanics / Wellbore stability (RMWS) | Hardness Measurements (per 1 specimen) |  | STM-RMWS-01-09-00 | 1020
RESERVOIR | Core Analysis | SAMPLE PREPARATION | Cleaning of Core* | Plug sample (*After 3 weeks of sohxlet extraction cleaning, extra price will be charged.) |  | RTM-CA-01-01-01 | 300
RESERVOIR | Core Analysis | SAMPLE PREPARATION | Cleaning of Core* | Full diameter |  | RTM-CA-01-01-02 | 637.5
RESERVOIR | Core Analysis | SAMPLE PREPARATION | Cleaning of Core* | Irregular shaped rock sample |  | RTM-CA-01-01-03 | 225
RESERVOIR | Core Analysis | SAMPLE PREPARATION | Drying of Core | Drying |  | RTM-CA-01-02-01 | 300
RESERVOIR | Core Analysis | SAMPLE PREPARATION | Drying of Core | Humidity controlled drying |  | RTM-CA-01-02-02 | 525
RESERVOIR | Core Analysis | ANALYSIS | Porosity and Air Permeability | Porosity (Helium porosimeter- Boyle’s law): Plug sample |  | RTM-CA-02-01-01 | 1275
RESERVOIR | Core Analysis | ANALYSIS | Porosity and Air Permeability | Porosity (Helium porosimeter- Boyle’s law): Full diameter |  | RTM-CA-02-01-02 | 2850
RESERVOIR | Core Analysis | ANALYSIS | Porosity and Air Permeability | Porosity (Mercury injection- 1,000 psi): Plug or rock sample |  | RTM-CA-02-02-01 | 2250
RESERVOIR | Core Analysis | ANALYSIS | Porosity and Air Permeability | Air Permeability (Steady State): Plug sample |  | RTM-CA-02-03-01 | 1275
RESERVOIR | Core Analysis | ANALYSIS | Porosity and Air Permeability | Air Permeability (Steady State): Full diameter |  | RTM-CA-02-03-02 | 2850
RESERVOIR | Core Analysis | ANALYSIS | Porosity and Air Permeability | Porosity and Unsteady-State Air Permeability (Under Overburden Pressure)*: Plug sample (ka>0.01 md) *The tests are conducted by CMS-300 automated core measurement test system which performs porosity and permeability measurements at up to eight different steps and minimum 500 and maximum 10,000 psi net overburden pressures. Pore volume, porosity, and permeability at Each net overburden pressure, is calculated. |  | RTM-CA-02-04-01 | 4500
RESERVOIR | Core Analysis | ANALYSIS | Porosity and Air Permeability | Porosity and Unsteady-State Air Permeability (Under Overburden Pressure) *: Each additional pressure step *The tests are conducted by CMS-300 automated core measurement test system which performs porosity and permeability measurements at up to eight different steps and minimum 500 and maximum 10,000 psi net overburden pressures. Pore volume, porosity, and permeability at Each net overburden pressure, is calculated. |  | RTM-CA-02-04-02 | 900
RESERVOIR | Core Analysis | ANALYSIS | Porosity and Air Permeability: Porosity and Unsteady-State Air Permeability (Under Overburden Pressure)* | Porosity and Unsteady-State Air Permeability (Under Overburden Pressure)*: Plug sample (ka<0.01 md) *The tests are conducted by CMS-300 automated core measurement test system which performs porosity and permeability measurements at up to eight different steps and minimum 500 and maximum 10,000 psi net overburden pressures. Pore volume, porosity, and permeability at Each net overburden pressure, is calculated. |  | RTM-CA-02-04-03 | 6600
RESERVOIR | Core Analysis | ANALYSIS | Porosity and Air Permeability | Porosity and Unsteady-State Air Permeability (Under Overburden Pressure)*: Each additional pressure step *The tests are conducted by CMS-300 automated core measurement test system which performs porosity and permeability measurements at up to eight different steps and minimum 500 and maximum 10,000 psi net overburden pressures. Pore volume, porosity, and permeability at Each net overburden pressure, is calculated. |  | RTM-CA-02-04-04 | 1800
RESERVOIR | Core Analysis | MEASUREMENT | Density Measurements: (Porosity measurement is required) | Grain Density: Plug sample |  | RTM-CA-03-01-01 | 375
RESERVOIR | Core Analysis | MEASUREMENT | Density Measurements:(Porosity measurement is required) | Grain Density: Full diameter |  | RTM-CA-03-01-02 | 1125
RESERVOIR | Core Analysis | MEASUREMENT | Density Measurements: (Porosity measurement is required) | Bulk Density: Plug sample |  | RTM-CA-03-02-01 | 375
RESERVOIR | Core Analysis | MEASUREMENT | Density Measurements: (Porosity measurement is required) | Bulk Density: Full diameter |  | RTM-CA-03-02-02 | 525
RESERVOIR | Core Analysis | MEASUREMENT | Density Measurements: (Porosity measurement is required) | Bulk Density: Irregular shaped rock sample |  | RTM-CA-03-02-03 | 525
RESERVOIR | Core Analysis | MEASUREMENT | Fluid Saturation Measurements | Dean Stark method |  | RTM-CA-04-01-02 | 9000
RESERVOIR | Core Analysis | MEASUREMENT | Fluid Saturation Measurements | MFA (Modified Fischer Assay) Test |  | RTM-CA-04-01-03 | 7650
RESERVOIR | Core Analysis | MEASUREMENT | Fluid Saturation Measurements | MFA Sample preparation * For the RTM-CA-04-01-03 test, core samples are crushed in between 8-64 mesh size. |  | RTM-CA-04-01-04 | 1125
RESERVOIR | Core Analysis | SAMPLE PREPARATION | Shale and Organic-Rich Core Analysis | Sample preparation (Crushed Sample Protocol)* *Tests are conducted on 20-35 mesh size crushed core samples. Bulk density and gas filled porosity are measured on fresh samples. Grain density, porosity and oil-gas-water saturations are measured on cleaned and dried samples. |  | RTM-CA-04-02-00 | 2250
RESERVOIR | Core Analysis | ANALYSIS | Shale and Organic-Rich Core Analysis | Density, Porosity and Saturation Measurements *Tests are conducted on 20-35 mesh size crushed core samples. Bulk density and gas filled porosity are measured on fresh samples. Grain density, porosity and oil-gas-water saturations are measured on cleaned and dried samples. |  | RTM-CA-04-02-01 | 18000
RESERVOIR | Core Analysis | ANALYSIS | Shale and Organic-Rich Core Analysis | Permeability Measurement *Tests are conducted on 20-35 mesh size crushed core samples. Bulk density and gas filled porosity are measured on fresh samples. Grain density, porosity and oil-gas-water saturations are measured on cleaned and dried samples. |  | RTM-CA-04-02-02 | 3300
RESERVOIR | Core Analysis | ANALYSIS | Shale and Organic-Rich Core Analysis | Gas Adsorption Isotherm Analysis * Services RTM-CA-04-02-00 and RTM-CA-04-02-01 are required. Analysis can be conducted up to 10,000 psi and 350 °F. |  | RTM-CA-04-03-01 | 53550
RESERVOIR | Core Analysis | MEASUREMENT | Liquid Permeability Measurements at Room Temperature | Specific Water or Oil Permeability: Plug sample |  | RTM-CA-05-01-01 | 28050
RESERVOIR | Core Analysis | MEASUREMENT | Liquid Permeability Measurements at Room Temperature | Specific Water or Oil Permeability: Full diameter |  | RTM-CA-05-01-02 | 53550
RESERVOIR | Core Analysis | MEASUREMENT | Liquid Permeability Measurements at Room Temperature | Additional Overburden Pressure: Plug sample |  | RTM-CA-05-02-01 | 10725
RESERVOIR | Core Analysis | MEASUREMENT | Liquid Permeability Measurements at Room Temperature | Additional Overburden Pressure: Full diameter |  | RTM-CA-05-02-02 | 18000
RESERVOIR | Core Analysis | MEASUREMENT | Liquid Permeability Measurements at Room Temperature | Permeability as a Function of Throughput (Acid and drilling fluid sensitivity): Plug sample |  | RTM-CA-05-03-01 | 28050
RESERVOIR | Core Analysis | MEASUREMENT | Liquid Permeability Measurements at Room Temperature | Permeability as a Function of Throughput (Acid and drilling fluid sensitivity): Full diameter |  | RTM-CA-05-03-02 | 53550
RESERVOIR | Core Analysis | MEASUREMENT | Liquid Permeability Measurements at Room Temperature | Permeability as a Function of Throughput (Acid and drilling fluid sensitivity): Each additional liquid - Plug sample |  | RTM-CA-05-03-03 | 21750
RESERVOIR | Core Analysis | MEASUREMENT | Liquid Permeability Measurements at Room Temperature | Permeability as a Function of Throughput (Acid and drilling fluid sensitivity): Each additional liquid - Full diameter |  | RTM-CA-05-03-04 | 43875
RESERVOIR | Core Analysis | MEASUREMENT | Liquid Permeability Measurements at Room Temperature | Effective Oil Permeability at Established Initial Water Saturation: Plug sample |  | RTM-CA-05-04-01 | 28050
RESERVOIR | Core Analysis | MEASUREMENT | Liquid Permeability Measurements at Room Temperature | Effective Oil Permeability at Established Initial Water Saturation: Full diameter |  | RTM-CA-05-04-02 | 53550
RESERVOIR | Core Analysis | MEASUREMENT | Liquid Permeability Measurements at Reservoir Conditions | Specific Water or Oil Permeability: Plug sample |  | RTM-CA-06-01-01 | 43350
RESERVOIR | Core Analysis | MEASUREMENT | Liquid Permeability Measurements at Reservoir Conditions | Specific Water or Oil Permeability: Full diameter |  | RTM-CA-06-01-02 | 61200
RESERVOIR | Core Analysis | MEASUREMENT | Liquid Permeability Measurements at Reservoir Conditions | Permeability as a Function of Throughput (Acid and drilling fluid sensitivity): Plug sample |  | RTM-CA-06-02-01 | 43875
RESERVOIR | Core Analysis | MEASUREMENT | Liquid Permeability Measurements at Reservoir Conditions | Permeability as a Function of Throughput (Acid and drilling fluid sensitivity): Full diameter |  | RTM-CA-06-02-02 | 70500
RESERVOIR | Core Analysis | MEASUREMENT | Liquid Permeability Measurements at Reservoir Conditions | Permeability as a Function of Throughput (Acid and drilling fluid sensitivity): Each additional liquid - Plug sample |  | RTM-CA-06-02-03 | 28050
RESERVOIR | Core Analysis | MEASUREMENT | Liquid Permeability Measurements at Reservoir Conditions | Permeability as a Function of Throughput (Acid and drilling fluid sensitivity): Each additional liquid - Full diameter |  | RTM-CA-06-02-04 | 52500
RESERVOIR | Core Analysis | MEASUREMENT | Liquid Permeability Measurements at Reservoir Conditions | Effective Oil Permeability at Established Initial Water Saturation: Plug sample |  | RTM-CA-06-03-01 | 43875
RESERVOIR | Core Analysis | MEASUREMENT | Liquid Permeability Measurements at Reservoir Conditions | Effective Oil Permeability at Established Initial Water Saturation: Full diameter |  | RTM-CA-06-03-02 | 66000
RESERVOIR | Core Analysis | TEST | Waterflood Test at Room Conditions | Basic Flood (Without incremental data, only end-point saturations and permeabilities): Plug sample |  | RTM-CA-07-01-01 | 35190
RESERVOIR | Core Analysis | TEST | Waterflood Test at Room Conditions | Basic Flood (Without incremental data, only end-point saturations and permeabilities): Full diameter |  | RTM-CA-07-01-02 | 52500
RESERVOIR | Core Analysis | TEST | Waterflood Test at Room Conditions | Waterflood Susceptibility (Incremental data is taken): Plug sample |  | RTM-CA-07-02-01 | 52500
RESERVOIR | Core Analysis | TEST | Waterflood Test at Room Conditions | Waterflood Susceptibility (Incremental data is taken): Full diameter |  | RTM-CA-07-02-02 | 89250
RESERVOIR | Core Analysis | TEST | Waterflood Tests at Reservoir Conditions and Oil-Water Relative Permeability Tests (Unsteady-State Method)* | Basic Flood (Without incremental data, only end-point saturations and permeabilities): Plug sample *Reservoir fluid preparation and reservoir fluid data charges are not included. |  | RTM-CA-08-01-01 | 71400
RESERVOIR | Core Analysis | TEST | Waterflood Tests at Reservoir Conditions and Oil-Water Relative Permeability Tests (Unsteady-State Method)* | Basic Flood (Without incremental data, only end-point saturations and permeabilities): Full diameter *Reservoir fluid preparation and reservoir fluid data charges are not included. |  | RTM-CA-08-01-02 | 132000
RESERVOIR | Core Analysis | TEST | Waterflood Tests at Reservoir Conditions and Oil-Water Relative Permeability Tests (Unsteady-State Method)* | Waterflood Susceptibility (Incremental data is taken): Plug sample *Reservoir fluid preparation and reservoir fluid data charges are not included. |  | RTM-CA-08-02-01 | 86700
RESERVOIR | Core Analysis | TEST | Waterflood Tests at Reservoir Conditions and Oil-Water Relative Permeability Tests (Unsteady-State Method)* | Waterflood Susceptibility (Incremental data is taken): Full diameter *Reservoir fluid preparation and reservoir fluid data charges are not included. |  | RTM-CA-08-02-02 | 157500
RESERVOIR | Core Analysis | TEST | Relative Permeability Tests at Room Conditions-Unsteady State Method | Water-Oil (Water saturation increasing): Plug sample |  | RTM-CA-09-01-01 | 43875
RESERVOIR | Core Analysis | TEST | Relative Permeability Tests at Room Conditions-Unsteady State Method | Water-Oil (Water saturation increasing): Full diameter |  | RTM-CA-09-01-02 | 86700
RESERVOIR | Core Analysis | TEST | Relative Permeability Tests at Room Conditions-Unsteady State Method | Oil - Water (Water saturation decreasing) (Performed immediately after water-oil test): Plug sample |  | RTM-CA-09-02-01 | 30600
RESERVOIR | Core Analysis | TEST | Relative Permeability Tests at Room Conditions-Unsteady State Method | Oil - Water (Water saturation decreasing) (Performed immediately after water-oil test): Full diameter |  | RTM-CA-09-02-02 | 61200
RESERVOIR | Core Analysis | TEST | Relative Permeability Tests at Room Conditions - Unsteady State Method | Gas - Oil (Gas saturation increasing): Plug sample |  | RTM-CA-09-03-01 | 40800
RESERVOIR | Core Analysis | TEST | Relative Permeability Tests at Room Conditions - Unsteady State Method | Gas - Oil (Gas saturation increasing): Full diameter |  | RTM-CA-09-03-02 | 86700
RESERVOIR | Core Analysis | TEST | Relative Permeability Tests at Room Conditions-Unsteady State Method | Gas - Oil (Gas saturation increasing) (At irreducible water saturation Swir): Plug sample |  | RTM-CA-09-04-01 | 39750
RESERVOIR | Core Analysis | TEST | Relative Permeability Tests at Room Conditions-Unsteady State Method | Gas - Oil (Gas saturation increasing) (At irreducible water saturation Swir): Full diameter |  | RTM-CA-09-04-02 | 86700
RESERVOIR | Core Analysis | TEST | Relative Permeability Tests at Room Conditions-Unsteady State Method | Gas - Water (Gas saturation increasing): Plug sample |  | RTM-CA-09-05-01 | 39750
RESERVOIR | Core Analysis | TEST | Relative Permeability Tests at Room Conditions-Unsteady State Method | Gas - Water (Gas saturation increasing): Full diameter |  | RTM-CA-09-05-02 | 86700
RESERVOIR | Core Analysis | TEST | Capillary Pressure Tests - Mercury Injection Method (Plug or irregular shaped rock samples) | Multi - point drainage (3-1,215 psia) |  | RTM-CA-11-01-01 | 11475
RESERVOIR | Core Analysis | TEST | Capillary Pressure Tests - Mercury Injection Method (Plug or irregular shaped rock samples) | Drainage and imbibition curves (3-1,215 psia) |  | RTM-CA-11-01-02 | 20400
RESERVOIR | Core Analysis | TEST | Capillary Pressure Tests - Mercury Injection Method (Plug or irregular shaped rock samples) | Multi – point drainage (0.1-60,000 psia) |  | RTM-CA-11-01-03 | 28050
RESERVOIR | Core Analysis | TEST | Capillary Pressure Tests - Mercury Injection Method (Plug or irregular shaped rock samples) | Drainage and imbibition curves (0.1-60,000 psia) |  | RTM-CA-11-01-04 | 30600
RESERVOIR | Core Analysis | TEST | Capillary Pressure Tests - Mercury Injection Method (Plug or irregular shaped rock samples) | Correlation of connate water saturation as a function of both height above water table and permeability (or porosity) * One of the services from RTM-CA-11-01-01 — 04 is required. |  | RTM-CA-11-01-05 | 10200
RESERVOIR | Core Analysis | TEST | Capillary Pressure Tests - Mercury Injection Method (Plug or irregular shaped rock samples) | Pore throat size distribution * One of the services from RTM-CA-11-01-01 — 04 is required. |  | RTM-CA-11-01-06 | 5100
RESERVOIR | Core Analysis | TEST | Capillary Pressure Tests - Mercury Injection Method (Plug or irregular shaped rock samples) | Permeability calculation * One of the services from RTM-CA-11-01-01 — 04 is required. |  | RTM-CA-11-01-07 | 5100
RESERVOIR | Core Analysis | TEST | Capillary Pressure and Electrical Resistivity Test* | Plug sample * The tests are conducted by ‘porous plate’ method at room temperature and reservoir pressure. * Price of a single sample at a single pressure step. |  | RTM-CA-12-01-01 | 7650
RESERVOIR | Core Analysis | TEST | Capillary Pressure Experiment with Centrifuge Method | Plug sample |  | RTM-CA-12-02-02 | 10200
RESERVOIR | Core Analysis | TEST | Wettability Tests-Fresh or Restored Conditions | Imbibition of Oil and Water: Plug (Room condition -150 oF) |  | RTM-CA-13-01-01 | 35700
RESERVOIR | Core Analysis | TEST | Wettability Tests-Fresh or Restored Conditions | Imbibition of Oil and Water: Plug (150 - 200 oF) |  | RTM-CA-13-01-02 | 71400
RESERVOIR | Core Analysis | TEST | Wettability Tests-Fresh or Restored Conditions | Imbibition and Displacement (Amott Method): Plug sample |  | RTM-CA-13-02-01 | 61200
RESERVOIR | Core Analysis | TEST | Wettability Tests-Fresh or Restored Conditions | Aging: Plug Sample |  | RTM-CA-13-04-00 | 45000
RESERVOIR | Enhanced Oil Recovery Tests (EOR) | TEST | CO2 Flooding Tests | Asphaltene plugging during CO2 injection |  | RTM-EOR-01-01-00 | 86700
RESERVOIR | Enhanced Oil Recovery Tests (EOR) | TEST | CO2 Flooding Tests | Oil recovery with CO2 injection |  | RTM-EOR-01-02-00 | 86700
RESERVOIR | Enhanced Oil Recovery Tests (EOR) | TEST | CO2 Flooding Tests | Oil recovery with CO2 injection after a waterflood |  | RTM-EOR-01-03-00 | 109500
RESERVOIR | Enhanced Oil Recovery Tests (EOR) | TEST | CO2 Flooding Tests | CO2 mobility control by foam |  | RTM-EOR-01-04-00 | 89250
RESERVOIR | Enhanced Oil Recovery Tests (EOR) | NOTES | CO2 Flooding Tests | 1. Oil recovery tests with miscible and/or immiscible type CO2 flooding are performed on whole core samples at constant rate and constant temperature conditions. Tertiary oil recovery by CO2 tests are performed following a waterflood at reservoir conditions. 2. Continous CO2 injection, cyclic CO2 injection, CO2 slug injection, "huff and puff" CO2 injection and CO2 mobility control by foam tests are designed according to the Client’s requirements and prices are given by quotation. |  | EXPLANATION | -
RESERVOIR | Enhanced Oil Recovery Tests (EOR) | TEST | Chemical Flooding Tests | Basic Polymer Core Tests (Includes determination of RF and RRF as a function of throughput): Plug sample NOTE: Preparation of reservoir fluids and determination of PVT behavoir are not included in the prices. |  | RTM-EOR-02-01-01 | 66000
RESERVOIR | Enhanced Oil Recovery Tests (EOR) | TEST | Chemical Flooding Tests | Basic Polymer Core Tests (Includes determination of RF and RRF as a function of throughput): Full diameter NOTE: Preparation of reservoir fluids and determination of PVT behavoir are not included in the prices. |  | RTM-EOR-02-01-02 | 112500
RESERVOIR | Enhanced Oil Recovery Tests (EOR) | TEST | Chemical Flooding Tests | Options: Resistance factor, RF as a function of rate (per rate) NOTE: Preparation of reservoir fluids and determination of PVT behavoir are not included in the prices. |  | RTM-EOR-02-01-03 | 6600
RESERVOIR | Enhanced Oil Recovery Tests (EOR) | TEST | Chemical Flooding Tests | Options: Resistance factor, RF as a function of concentration (per concentration) NOTE: Preparation of reservoir fluids and determination of PVT behavoir are not included in the prices. |  | RTM-EOR-02-01-04 | 13200
RESERVOIR | Enhanced Oil Recovery Tests (EOR) | TEST | Chemical Flooding Tests | Secondary Oil Recovery Test: Oil recovery and WOR as a function of throughput for brine, polymer, or surfactant: Plug sample NOTE: Preparation of reservoir fluids and determination of PVT behavoir are not included in the prices. |  | RTM-EOR-02-02-01 | 66000
RESERVOIR | Enhanced Oil Recovery Tests (EOR) | TEST | Chemical Flooding Tests | Secondary Oil Recovery Test: Oil recovery and WOR as a function of throughput for brine, polymer, or surfactant: Full diameter NOTE: Preparation of reservoir fluids and determination of PVT behavoir are not included in the prices. |  | RTM-EOR-02-02-02 | 112500
RESERVOIR | Enhanced Oil Recovery Tests (EOR) | TEST | Chemical Flooding Tests | Tertiary Oil Recovery Test: Recovery of residual oil after a waterflood as a function of throughput (one fluid): Plug sample NOTE: Preparation of reservoir fluids and determination of PVT behavoir are not included in the prices. |  | RTM-EOR-02-03-01 | 86700
RESERVOIR | Enhanced Oil Recovery Tests (EOR) | TEST | Chemical Flooding Tests | Tertiary Oil Recovery Test: Recovery of residual oil after a waterflood as a function of throughput (one fluid): Full diameter NOTE: Preparation of reservoir fluids and determination of PVT behavoir are not included in the prices. |  | RTM-EOR-02-03-02 | 112500
RESERVOIR | Enhanced Oil Recovery Tests (EOR) | TEST | Chemical Flooding Tests | Tertiary Oil Recovery Test: Recovery of residual oil after a waterflood as a function of throughput (one fluid): Additional fluid injection NOTE: Preparation of reservoir fluids and determination of PVT behavoir are not included in the prices. |  | RTM-EOR-02-03-03 | 16500
RESERVOIR | Enhanced Oil Recovery Tests (EOR) | NOTES | Chemical Flooding Tests | Chemical flooding tests include evaluation of polymers, surfactants and caustic solutions in both screening tests and core tests. Oil recovery tests are performed at constant rate and constant temperature conditions on both plug and whole core samples and prices are given by quotation. Representative costs of typical tests are outlined below. |  | EXPLANATION | -
RESERVOIR | Enhanced Oil Recovery Tests (EOR) | TEST | Polymer Gel Tests* | Crosslinked polymer gels used for WOR reduction and profile modification can be evaluated by screening tests and core floods. *Price is doubled if test temperature is between 200 - 250 oF. Price is tripled if test temperature is between 250 - 300 oF. |  | RTM-EOR-02-04-00 | 132000
RESERVOIR | Enhanced Oil Recovery Tests (EOR) | TEST | Polymer Gel Tests* | Viscosity measurement (at lab) *Price is doubled if test temperature is between 200 - 250 oF. Price is tripled if test temperature is between 250 - 300 oF. |  | RTM-EOR-02-04-01 | 2250
RESERVOIR | Enhanced Oil Recovery Tests (EOR) | TEST | Polymer Gel Tests* | Gelation time measurement (at lab) *Price is doubled if test temperature is between 200 - 250 oF. Price is tripled if test temperature is between 250 - 300 oF. |  | RTM-EOR-02-04-02 | 5625
RESERVOIR | Enhanced Oil Recovery Tests (EOR) | TEST | Polymer Gel Tests* | Viscosity measurement (on-site) *Price is doubled if test temperature is between 200 - 250 oF. Price is tripled if test temperature is between 250 - 300 oF. |  | RTM-EOR-02-04-03 | 4500
RESERVOIR | Enhanced Oil Recovery Tests (EOR) | TEST | Polymer Gel Tests* | Gelation time measurement (on-site) *Price is doubled if test temperature is between 200 - 250 oF. Price is tripled if test temperature is between 250 - 300 oF. |  | RTM-EOR-02-04-04 | 8700
RESERVOIR | Enhanced Oil Recovery Tests (EOR) | TEST | Surfactant Tests | Screening tests: mixture preparation and foam formation At room temperature |  | RTM-EOR-02-05-01 | 4500
RESERVOIR | Enhanced Oil Recovery Tests (EOR) | TEST | Surfactant Tests | Screening tests: mixture preparation and foam formation At reservoir temperature |  | RTM-EOR-02-05-02 | 8700
RESERVOIR | Enhanced Oil Recovery Tests (EOR) | MEASUREMENT | Surface Tension (ST) - Interfacial Tension (IFT) and Contact Angle Measurements | ST and IFT measurements at room conditions |  | RTM-EOR-02-06-01 | 45000
RESERVOIR | Enhanced Oil Recovery Tests (EOR) | MEASUREMENT | Surface Tension (ST) - Interfacial Tension (IFT) and Contact Angle Measurements | ST and IFT measurements at reservoir conditions |  | RTM-EOR-02-06-02 | 66000
RESERVOIR | Enhanced Oil Recovery Tests (EOR) | MEASUREMENT | Surface Tension (ST) - Interfacial Tension (IFT) and Contact Angle Measurements | Contact angle measurements at room conditions |  | RTM-EOR-02-06-03 | 86700
RESERVOIR | Enhanced Oil Recovery Tests (EOR) | MEASUREMENT | Surface Tension (ST) - Interfacial Tension (IFT) and Contact Angle Measurements | Contact angle measurements at reservoir conditions |  | RTM-EOR-02-06-04 | 132000
RESERVOIR | Enhanced Oil Recovery Tests (EOR) | MEASUREMENT | Minimum Miscibility Pressure (MMP) determination | Minimum Miscibility Pressure (MMP) determination with Vanishing Interfacial Tension (VIT) method |  | RTM-EOR-02-06-05 | 165000
RESERVOIR | Reservoir Fluid Analysis | ANALYSIS | Oil Reservoir Fluid Analysis (Subsurface samples) | Bottom Hole Sampling (Single Phase) |  | RTM-RFA-01-01-00 | 612000
RESERVOIR | Reservoir Fluid Analysis | ANALYSIS | Oil Reservoir Fluid Analysis (Subsurface samples) | Bottom Hole Sampling (Dual Phase) |  | RTM-RFA-01-01-01 | 330000
RESERVOIR | Reservoir Fluid Analysis | ANALYSIS | Oil Reservoir Fluid Analysis (Subsurface samples) | Sampling bottle rent *After 10 days, an additional fee of 5% of the determined fee is charged for each additional day. |  | RTM-RFA-01-01-02 | 28050
RESERVOIR | Reservoir Fluid Analysis | ANALYSIS | Oil Reservoir Fluid Analysis (Subsurface samples) | Determination of saturation pressure of a subsurface oil sample at room temperature |  | RTM-RFA-01-02-01 | 8700
RESERVOIR | Reservoir Fluid Analysis | ANALYSIS | Oil Reservoir Fluid Analysis (Subsurface samples) | Determination of opening pressure of sampling bottle, water content of sample at room temperature |  | RTM-RFA-01-02-02 | 10725
RESERVOIR | Reservoir Fluid Analysis | ANALYSIS | Oil Reservoir Fluid Analysis (Subsurface samples) | Pressure-volume relations of reservoir fluid at reservoir temperature, including determination of saturation pressure, thermal expansion coefficient and compressibility of oil above saturation pressure |  | RTM-RFA-01-03-01 | 45000
RESERVOIR | Reservoir Fluid Analysis | ANALYSIS | Oil Reservoir Fluid Analysis (Subsurface samples) | Atmospheric pressure separator test (zero-flash) at laboratory temperature, to determine oil formation volume factor, stock tank oil gravity and solution gas/oil ratio |  | RTM-RFA-01-03-02 | 18000
RESERVOIR | Reservoir Fluid Analysis | ANALYSIS | Oil Reservoir Fluid Analysis (Subsurface samples) | Differential vaporization of reservoir fluid at reservoir temperature, including solution gas/oil ratio, relative oil volume, oil density, gas gravity, gas formation volume factor and gas deviation factor |  | RTM-RFA-01-04-01 | 78750
RESERVOIR | Reservoir Fluid Analysis | ANALYSIS | Oil Reservoir Fluid Analysis (Subsurface samples) | Compositional analysis of liberated gas from separator test (zero-flash) and differential vaporization test stages (per stage) |  | RTM-RFA-01-04-02 | 8700
RESERVOIR | Reservoir Fluid Analysis | ANALYSIS | Oil Reservoir Fluid Analysis (Subsurface samples) | Compositional analysis of residual oil from differential vaporization or separator test (zero-flash) |  | RTM-RFA-01-04-03 | 10200
RESERVOIR | Reservoir Fluid Analysis | ANALYSIS | Oil Reservoir Fluid Analysis (Subsurface samples) | Determination of molecular weight of residual oil from differential vaporization or separator test (zero-flash) |  | RTM-RFA-01-04-04 | 8700
RESERVOIR | Reservoir Fluid Analysis | ANALYSIS | Oil Reservoir Fluid Analysis (Subsurface samples) | Compositional analysis of reservoir fluid |  | RTM-RFA-01-04-05 | 8700
RESERVOIR | Reservoir Fluid Analysis | ANALYSIS | Oil Reservoir Fluid Analysis (Subsurface samples) | Viscosity of reservoir fluid and calculated gas viscosities at reservoir temperature |  | RTM-RFA-01-05-01 | 43350
RESERVOIR | Reservoir Fluid Analysis | ANALYSIS | Oil Reservoir Fluid Analysis (Subsurface samples) | Gravimetric gas specific gravity measurement |  | RTM-RFA-01-05-02 | 8700
RESERVOIR | Reservoir Fluid Analysis | ANALYSIS | Oil Reservoir Fluid Analysis (Subsurface samples) | Density measurement of fluids at reservoir conditions |  | RTM-RFA-01-06-01 | 10200
RESERVOIR | Reservoir Fluid Analysis | ANALYSIS | Oil Reservoir Fluid Analysis (Subsurface samples) | Each additional pressure and temperature stage |  | RTM-RFA-01-06-02 | 10200
RESERVOIR | Reservoir Fluid Analysis | ANALYSIS | Oil Reservoir Fluid Analysis (Subsurface samples) | Single-stage separator test (one pressure stage and stock tank) at laboratory temperature |  | RTM-RFA-01-07-01 | 15000
RESERVOIR | Reservoir Fluid Analysis | ANALYSIS | Oil Reservoir Fluid Analysis (Subsurface samples) | Each additional pressure stage for multi-stage separator test at laboratory temperature |  | RTM-RFA-01-07-03 | 8700
RESERVOIR | Reservoir Fluid Analysis | ANALYSIS | Oil Reservoir Fluid Analysis (Recombination of separator oil and gas) | Determination sampling bottle opening pressure, liquid and air content of samples at room temperature |  | RTM-RFA-02-01-01 | 8700
RESERVOIR | Reservoir Fluid Analysis | ANALYSIS | Oil Reservoir Fluid Analysis (Recombination of separator oil and gas) | Determination of saturation pressure of separator oil sample at room temperature |  | RTM-RFA-02-01-02 | 10200
RESERVOIR | Reservoir Fluid Analysis | ANALYSIS | Oil Reservoir Fluid Analysis (Recombination of separator oil and gas) | Compositional analysis of separator gas |  | RTM-RFA-02-02-01 | 8700
RESERVOIR | Reservoir Fluid Analysis | ANALYSIS | Oil Reservoir Fluid Analysis (Recombination of separator oil and gas) | Compositional analysis of separator oil |  | RTM-RFA-02-02-02 | 10725
RESERVOIR | Reservoir Fluid Analysis | ANALYSIS | Oil Reservoir Fluid Analysis (Recombination of separator oil and gas) | Compositional analysis of single phase fluid |  | RTM-RFA-02-02-03 | 8700
RESERVOIR | Reservoir Fluid Analysis | ANALYSIS | Oil Reservoir Fluid Analysis (Recombination of separator oil and gas) | Physical recombination of separator oil and gas to any specified gas/oil ratio or saturation pressure.The recombined sample produced from separator products is subjected to the same analysis for subsurface samples. |  | RTM-RFA-02-03-00 | 26550
RESERVOIR | Reservoir Fluid Analysis | ANALYSIS | Condensate Reservoir Fluid Analysis (Recombination of Separator Liquid and Gas) | Gas and Condensate sampling at separator conditions |  | RTM-RFA-03-00-00 | 8700
RESERVOIR | Reservoir Fluid Analysis | ANALYSIS | Condensate Reservoir Fluid Analysis (Recombination of Separator Liquid and Gas) | Gas and Condensate sampling at separator conditions (extra pressurizied) |  | RTM-RFA-03-00-01 | 142500
RESERVOIR | Reservoir Fluid Analysis | ANALYSIS | Condensate Reservoir Fluid Analysis (Recombination of Separator Liquid and Gas) | Determination of sampling bottle opening pressure, liquid and air content of samples at room temperature |  | RTM-RFA-03-01-01 | 8700
RESERVOIR | Reservoir Fluid Analysis | ANALYSIS | Condensate Reservoir Fluid Analysis (Recombination of Separator Liquid and Gas) | Determination of saturation pressure of separator oil sample at room temperature |  | RTM-RFA-03-01-02 | 8700
RESERVOIR | Reservoir Fluid Analysis | ANALYSIS | Condensate Reservoir Fluid Analysis (Recombination of Separator Liquid and Gas) | Compositional analysis of separator liquid |  | RTM-RFA-03-02-01 | 18000
RESERVOIR | Reservoir Fluid Analysis | ANALYSIS | Condensate Reservoir Fluid Analysis (Recombination of Separator Liquid and Gas) | Compositional analysis of separator gas |  | RTM-RFA-03-02-02 | 8700
RESERVOIR | Reservoir Fluid Analysis | ANALYSIS | Condensate Reservoir Fluid Analysis (Recombination of Separator Liquid and Gas) | Physical recombination of separator liquid and gas to any specified gas/oil ratio or saturation pressure |  | RTM-RFA-03-03-00 | 26550
RESERVOIR | Reservoir Fluid Analysis | ANALYSIS | Condensate Reservoir Fluid Analysis (Recombination of Separator Liquid and Gas) | Pressure-volume relations of reservoir fluid at reservoir temperature, including determination of retrograde dew-point pressure and a number of two-phase volumes volumes below retrograde dew point pressure |  | RTM-RFA-03-04-00 | 45000
RESERVOIR | Reservoir Fluid Analysis | ANALYSIS | Condensate Reservoir Fluid Analysis (Recombination of Separator Liquid and Gas) | Determination of retrograde liquid accumulation at various pressures below dew point pressure down to atmospheric pressure |  | RTM-RFA-03-05-00 | 31875
RESERVOIR | Reservoir Fluid Analysis | ANALYSIS | Condensate Reservoir Fluid Analysis (Recombination of Separator Liquid and Gas) | Constant volume depletion study at reservoir temperature including supercompressibility of produced gas, retrograde liquid volume percent remained and percent produced of original hydrocarbons in place |  | RTM-RFA-03-06-00 | 225000
RESERVOIR | Reservoir Fluid Analysis | ANALYSIS | Condensate Reservoir Fluid Analysis (Recombination of Separator Liquid and Gas) | Calculated gas viscosity versus pressure at reservoir temperature |  | RTM-RFA-03-07-00 | 8700
RESERVOIR | Reservoir Fluid Analysis | ANALYSIS | Condensate Reservoir Fluid Analysis (Recombination of Separator Liquid and Gas) | Compressibility factor of reservoir fluid at reservoir temperature between reservoir pressure and dew point pressure |  | RTM-RFA-03-08-00 | 18000
RESERVOIR | Reservoir Fluid Analysis | ANALYSIS | Condensate Reservoir Fluid Analysis (Recombination of Separator Liquid and Gas) | Adjustment of recombined reservoir fluid sample to any specified dew-point pressure or gas-liquid ratio |  | RTM-RFA-03-09-00 | 26550
RESERVOIR | Reservoir Fluid Analysis | TEST | Gas PVT Test | Supercompressibility factor (gas deviation factor) (Z-factor) and gas formation volume factor at reservoir temperature |  | RTM-RFA-04-01-01 | 26550
RESERVOIR | Reservoir Fluid Analysis | TEST | Gas PVT Test | For Each additional temperature |  | RTM-RFA-04-01-02 | 8700
RESERVOIR | Reservoir Fluid Analysis | TEST | Gas PVT Test | Gas gravity determination |  | RTM-RFA-04-02-00 | 8700
RESERVOIR | Reservoir Fluid Analysis | TEST | Miscibility Test | Miscibility test (at 4 different pressure levels) |  | RTM-RFA-05-01-01 | 225000
RESERVOIR | Reservoir Fluid Analysis | TEST | Miscibility Test | For Each additional pressure |  | RTM-RFA-05-01-02 | 53550
RESERVOIR | Reservoir Fluid Analysis | TEST | Hydrate Formation Characteristics | Hydrate formation test (at 7 different temperatures) |  | RTM-RFA-06-01-01 | 178500
RESERVOIR | Reservoir Fluid Analysis | ANALYSIS | Hydrate Formation Characteristics | For Each additional temperature |  | RTM-RFA-06-01-02 | 18000
RESERVOIR | Reservoir Fluid Analysis | ANALYSIS | Hydrate Formation Characteristics | Preventation of hydrate formation with the addition of chemicals |  | RTM-RFA-06-02-01 | 178500
RESERVOIR | Reservoir Fluid Analysis | ANALYSIS | Hydrate Formation Characteristics | For Each additional temperature |  | RTM-RFA-06-02-02 | 18000
RESERVOIR | Reservoir Fluid Analysis | ANALYSIS | Phase Behaviour Studies | Bubble point and dew point determinations at a specified temperature |  | RTM-RFA-07-01-01 | 31500
RESERVOIR | Reservoir Fluid Analysis | ANALYSIS | Phase Behaviour Studies | For Each additional temperature |  | RTM-RFA-07-01-02 | 18000
RESERVOIR | Reservoir Fluid Analysis | ANALYSIS | Phase Behaviour Studies | Determination of quality lines together with bubble point and dew point determinations at a specified temperature |  | RTM-RFA-07-02-01 | 45000
RESERVOIR | Reservoir Fluid Analysis | ANALYSIS | Phase Behaviour Studies | For Each additional temperature |  | RTM-RFA-07-02-02 | 18000
RESERVOIR | Reservoir Fluid Analysis | ANALYSIS | Determination of Asphaltene Deposition | Determination of Asphaltene Deposition Pressure at Reservoir Conditions (Gravimetric) |  | RTM-RFA-08-01-01 | 142500
RESERVOIR | Reservoir Fluid Analysis | TEST | Additional Services | Swelling analysis at reservoir conditions |  | RTM-RFA-09-01-01 | 91800
RESERVOIR | Reservoir Fluid Analysis | ANALYSIS | Additional Services | PVT Simulation with reservoir compositions |  | RTM-RFA-10-01-01 | 28050
RESERVOIR | Reservoir Fluid Analysis Notes | NOTES | Additional Services | NOTES: All reservoir fluid (PVT), core and EOR analyses performed are subject to additional charges described below. 1) Add 1 % per 100 psig for reservoir pressures in excess of 5000 psig. 2) Add 25 % for studies where the reservoir temperature is 200 - 250 oF. 3) Add 50 % for studies where the working temperature is 250 - 300 oF. 4) Add 100 % for studies where the working temperature is 300 - 350 oF. 5) For temperature above 350 oF, please request price quotation. 6) Add 25 % for studies where the working temperature is 70 - 50 oF. 7) Add 50 % for studies where the working temperature is below 50 oF. 8) For heavy oils, price increases are as follows: a) 21.9 - 15.0 oAPI plus 25 % b) 14.9 - 10.0 oAPI plus 50 % c) 9.9 - or lower oAPI Plus 100 % |  | *EXPLANATION | -
PRODUCTION | Corrosion Services | ANALYSIS | Corrosion Products Analysis | Chemical composition of corrosion products, |  | UTM-CS-01-01-00 | 7500
PRODUCTION | Corrosion Services | ANALYSIS | Corrosion Coupon Analysis | Weighing before and after exposure, cleaning, inspection of corrosion, calculation of corrosion rate, color photo of coupon (Each coupon) | ASTM G1 | UTM-CS-02-01-00 | 3000
PRODUCTION | Corrosion Services | ANALYSIS | Corrosion Inhibitor and Material Performance Testing | LP, LT static testing, 1-3 day at five different concentrations |  | UTM-CS-03-01-00 | 6150
PRODUCTION | Corrosion Services | ANALYSIS | Corrosion Inhibitor and Material Performance Testing | Electrochemical medhods with gas (CO2/H2S) purge: anodic, cathodic and cyclic polarisation at fixed concentration including the blank, Each For temperatures above the ambient temperature there will be a 20 % surcharge for the above tests. | ASTM G3 ASTM G5 | UTM-CS-03-05-00 | 16000
PRODUCTION | Corrosion Services | ANALYSIS | Scale Inhibitor Performance Testing | Scale inhibitor CaCO3 and CaSO4 precipitation tests, static | NACE TM 0374 | UTM-CS-04-01-00 | 15000
PRODUCTION | Gas Analysis by Gas Chromatograpy | ANALYSIS | Gas Analysis by Gas Chromatograpy (GA) | Analysis of natural gas; C1-C6 (including N2, CO2, H2, Argon and calculation of upper heating value, Wobbe index etc.) | TÜRKAK TS EN ISO/IEC 17025 ASTM D 1945 | UTM-GA-01-01-00 | 18000
PRODUCTION | Gas Analysis by Gas Chromatograpy | ANALYSIS | Gas Analysis by Gas Chromatograpy (GA) | Determination of Sulfur Compounds in Natural Gas and Gaseous Fuels | ASTM D 5504 | UTM-GA-01-02-00 | 16500
PRODUCTION | Miscellaneous Analysis | ANALYSIS | Miscellaneous Analysis | Chemical analysis of sodium hydroxide (Purity, 5% solution pH, % CO3, % Cl, SO4, Fe, solubility) | ASTM E 291 | UTM-MA-01-01-00 | 15000
PRODUCTION | Miscellaneous Analysis | ANALYSIS | Miscellaneous Analysis | Potassium hidroxide purity analysis | ASTM E 291 | UTM-MA-01-02-00 | 4000
PRODUCTION | Miscellaneous Analysis | ANALYSIS | Miscellaneous Analysis | Calcium hidroxide (Ca (OH)2) purity analysis | ASTM C25 35 | UTM-MA-01-03-00 | 4000
PRODUCTION | Miscellaneous Analysis | ANALYSIS | Miscellaneous Analysis | Calcium chloride (CaCl2) purity analysis | TS 3040 | UTM-MA-01-04-00 | 10000
PRODUCTION | Miscellaneous Analysis | ANALYSIS | Miscellaneous Analysis | Sodium chloride (NaCl) purity analysis | TS 11079 | UTM-MA-01-05-00 | 8000
PRODUCTION | Miscellaneous Analysis | ANALYSIS | Miscellaneous Analysis | Potassium chloride (KCl) purity analysis |  | UTM-MA-01-06-00 | 4000
PRODUCTION | Miscellaneous Analysis | ANALYSIS | Miscellaneous Analysis | Silica Flour purity analysis (Gravymetric, by XRF) | TS EN 15309 | UTM-MA-01-07-00 | 2400
PRODUCTION | Miscellaneous Analysis | ANALYSIS | Miscellaneous Analysis | Citric Acid purity analysis | ASTM D 2790 | UTM-MA-01-08-00 | 4000
PRODUCTION | Miscellaneous Analysis | ANALYSIS | Miscellaneous Analysis | Acetic Acid purity analysis | ASTM D 2790 | UTM-MA-01-09-00 | 4000
PRODUCTION | Miscellaneous Analysis | ANALYSIS | Miscellaneous Analysis | Determination of flow properties (for Each temperature value), Anton Paar MCR 92 Reometre |  | UTM-MA-01-10-00 | 2550
PRODUCTION | Miscellaneous Analysis | ANALYSIS | Miscellaneous Analysis | Density-Sp.gravity of triethylene glycol (TEG) | ASTM D 4052 | UTM-MA-01-11-04 | 600
PRODUCTION | Miscellaneous Analysis | ANALYSIS | Miscellaneous Analysis | Water content of triethylene glycol (TEG) | ASTM D 6304 | UTM-MA-01-11-05 | 1650
PRODUCTION | Miscellaneous Analysis | ANALYSIS | Miscellaneous Analysis | Ash, triethylene glycol (TEG) | ASTM D 482 | UTM-MA-01-11-07 | 900
PRODUCTION | Miscellaneous Analysis | ANALYSIS | Miscellaneous Analysis | Sodium bicarbonate (NaHCO3) purity analysis | TS 1282 | UTM-MA-01-12-00 | 5000
PRODUCTION | Miscellaneous Analysis | ANALYSIS | Miscellaneous Analysis | Sodium carbonate (Na2CO3) purity analysis | TS 525 | UTM-MA-01-13-00 | 5000
PRODUCTION | Miscellaneous Analysis | ANALYSIS | Miscellaneous Analysis | Organic content of sludges / deposits / scales by soxhlet extraction |  | UTM-MA-01-16-00 | 4000
PRODUCTION | Miscellaneous Analysis | ANALYSIS | Miscellaneous Analysis | Mineral analysis by XRF | TS EN 15309 | UTM-MA-01-17-00 | 4500
PRODUCTION | Miscellaneous Analysis | SAMPLE PREPARATION | Miscellaneous Analysis | Preparation of the sample for analysis (Pellet, Each) |  | UTM-MA-01-18-00 | 750
PRODUCTION | Miscellaneous Analysis | SAMPLE PREPARATION | Miscellaneous Analysis | Preparation of the sample for analysis (Fusion, Each) |  | UTM-MA-01-18-01 | 1500
PRODUCTION | Miscellaneous Analysis | ANALYSIS | Miscellaneous Analysis | Sample preperation by microwave digestion |  | UTM-MA-01-19-00 | 3500
PRODUCTION | Miscellaneous Analysis | ANALYSIS | Miscellaneous Analysis | FTIR Analysis |  | UTM-MA-01-20-00 | 3000
PRODUCTION | Petroleum Product Tests | ANALYSIS | Diesel Fuel | Density | TÜRKAK TS EN ISO/IEC 17025 ASTM D 4052 TS EN ISO12185 | UTM-PPT-01-01-00 | 1000
PRODUCTION | Petroleum Product Tests | ANALYSIS | Diesel Fuel | Flash point, °C, Pensky Martens closed cup | TÜRKAK TS EN ISO/IEC 17025 ASTM D 93 TS EN ISO 2719 | UTM-PPT-01-02-00 | 1500
PRODUCTION | Petroleum Product Tests | ANALYSIS | Diesel Fuel | Atmospheric distillation | TÜRKAK TS EN ISO/IEC 17025 ASTM D 86 TS EN ISO 3405 | UTM-PPT-01-03-00 | 2000
PRODUCTION | Petroleum Product Tests | ANALYSIS | Diesel Fuel | Viscosity-kinematic, cst | TÜRKAK TS EN ISO/IEC 17025 ASTM D 445 TS 1451 EN ISO 3104 | UTM-PPT-01-04-00 | 1400
PRODUCTION | Petroleum Product Tests | ANALYSIS | Diesel Fuel | Cold filter plugging point, oC | TÜRKAK TS EN ISO/IEC 17025 IP 309 TS EN 116 | UTM-PPT-01-05-00 | 1700
PRODUCTION | Petroleum Product Tests | ANALYSIS | Diesel Fuel | Water content, % m/m, (Karl Fischer-coulometric) | TÜRKAK TS EN ISO/IEC 17025 ASTM D 6304 TS 6147 EN ISO 12937 | UTM-PPT-01-06-00 | 1000
PRODUCTION | Petroleum Product Tests | ANALYSIS | Diesel Fuel | Total sulphur content, XRF, ppm | IP 336 TS EN ISO 8754 | UTM-PPT-01-08-01 | 2000
PRODUCTION | Petroleum Product Tests | ANALYSIS | Diesel Fuel | Low sulphur content, ppm | TÜRKAK TS EN ISO/IEC 17025 TS EN ISO 20846 | UTM-PPT-01-08-02 | 1800
PRODUCTION | Petroleum Product Tests | ANALYSIS | Diesel Fuel | Cetane index, by calculation (Distillation and density price included) | TÜRKAK TS EN ISO/IEC 17025 ASTM D 4737 TS EN ISO 4264 | UTM-PPT-01-09-00 | 2500
PRODUCTION | Petroleum Product Tests | ANALYSIS | Diesel Fuel | Determination of particular contaminant | TÜRKAK TS EN ISO/IEC 17025 ASTM D 2276 TS EN 12662 | UTM-PPT-01-10-00 | 2800
PRODUCTION | Petroleum Product Tests | ANALYSIS | Diesel Fuel | Oxidation stability | TÜRKAK TS EN ISO/IEC 17025 ASTM D 2274 TS EN ISO 12205 | UTM-PPT-01-11-00 | 4000
PRODUCTION | Petroleum Product Tests | ANALYSIS | Diesel Fuel | Carbon residue-Micro method, wt%, | ASTM D 4530 TS 6148 EN ISO 10370 | UTM-PPT-01-12-00 | 2000
PRODUCTION | Petroleum Product Tests | ANALYSIS | Diesel Fuel | Ash content, wt % | TÜRKAK TS EN ISO/IEC 17025 ASTM D 482 TS EN ISO 6245 | UTM-PPT-01-14-00 | 1800
PRODUCTION | Petroleum Product Tests | ANALYSIS | Diesel Fuel | Copper strip corrosion | TÜRKAK TS EN ISO/IEC 17025 ASTM D 130 TS 2741 EN ISO 2160 | UTM-PPT-01-15-00 | 1800
PRODUCTION | Petroleum Product Tests | ANALYSIS | Diesel Fuel | Pour point, °C | ASTM D 97 TS 1233 ISO 3016 | UTM-PPT-01-16-00 | 1500
PRODUCTION | Petroleum Product Tests | ANALYSIS | Diesel Fuel | Cloud point, °C | ASTM D 2500 | UTM-PPT-01-17-00 | 1500
PRODUCTION | Petroleum Product Tests | ANALYSIS | Diesel Fuel | Assessment of lubricity | TS EN ISO 12156-1 | UTM-PPT-01-20-00 | 9000
PRODUCTION | Petroleum Product Tests | ANALYSIS | Diesel Fuel | Bacterial Contamination | ASTM D 7978 IP 385 | UTM-PPT-01-21-00 | 17000
PRODUCTION | Petroleum Product Tests | ANALYSIS | Lubricating Oil | Density | ASTM D 4052 TS EN ISO 12185 | UTM-PPT-04-01-00 | 1000
PRODUCTION | Petroleum Product Tests | ANALYSIS | Lubricating Oil | Viscosity-kinematic, cst, 40 °C | ASTM D 445 EN ISO 3104 | UTM-PPT-04-04-01 | 1400
PRODUCTION | Petroleum Product Tests | ANALYSIS | Lubricating Oil | Viscosity-kinematic, cst, 100 °C | ASTM D 445 EN ISO 3104 | UTM-PPT-04-04-02 | 1400
PRODUCTION | Petroleum Product Tests | ANALYSIS | Lubricating Oil | Viscosity Index (It’s free if it is requested together with the anlayses of kinematic viscosity at 40 °C or 100 °C) | ASTM D 2270 | UTM-PPT-04-04-03 | 2500
PRODUCTION | Petroleum Product Tests | ANALYSIS | Lubricating Oil | Pour point, °C | ASTM D 97 TS 1233 EN 3016 | UTM-PPT-04-05-00 | 1500
PRODUCTION | Petroleum Product Tests | ANALYSIS | Lubricating Oil | Total sulphur content, ppm | IP 336 TS EN ISO 8754 | UTM-PPT-04-08-01 | 2000
PRODUCTION | Petroleum Product Tests | ANALYSIS | Lubricating Oil | Copper strip corrosion | ASTM D 130 TS 2741 EN ISO 2160 | UTM-PPT-04-09-00 | 1800
PRODUCTION | Petroleum Product Tests | ANALYSIS | Lubricating Oil | Element analysis, by XRF/ ICP-OES, Each |  | UTM-PPT-04-10-00 | 2000
PRODUCTION | Petroleum Analysis | ANALYSIS | Petroleum Analysis (PT) | Density | ASTM D 4052 TS EN ISO12185 | UTM-PT-01-01-00 | 1000
PRODUCTION | Petroleum Analysis | ANALYSIS | Petroleum Analysis (PT) | API gravity, @ 60 °F | ASTM D 4052 | UTM-PT-01-02-00 | 1000
PRODUCTION | Petroleum Analysis | ANALYSIS | Petroleum Analysis (PT) | Water and Sediment, vol % | ASTM D 4007 TS 1150 ISO 9030 | UTM-PT-01-03-00 | 2500
PRODUCTION | Petroleum Analysis | ANALYSIS | Petroleum Analysis (PT) | Total sulphur, by XRF, ppm | IP 336 TS EN ISO 8754 | UTM-PT-01-04-01 | 2000
PRODUCTION | Petroleum Analysis | ANALYSIS | Petroleum Analysis (PT) | Viscosity-kinematic, cst | ASTM D 445 | UTM-PT-01-05-00 | 1400
PRODUCTION | Petroleum Analysis | ANALYSIS | Petroleum Analysis (PT) | Pour point, °C | ASTM D 97 | UTM-PT-01-06-00 | 1500
PRODUCTION | Petroleum Analysis | ANALYSIS | Petroleum Analysis (PT) | Acid number | ASTM D 664 | UTM-PT-01-07-00 | 4000
PRODUCTION | Petroleum Analysis | ANALYSIS | Petroleum Analysis (PT) | Parafin wax content, wt % | UOP-A-46 | UTM-PT-01-08-00 | 3500
PRODUCTION | Petroleum Analysis | ANALYSIS | Petroleum Analysis (PT) | Asphaltenes, wt % | ASTM D 6560 IP-143 | UTM-PT-01-09-00 | 3500
PRODUCTION | Petroleum Analysis | ANALYSIS | Petroleum Analysis (PT) | Salt content, lb/1000 bbl | TÜRKAK TS EN ISO/IEC 17025 ASTM D 3230 | UTM-PT-01-10-00 | 3000
PRODUCTION | Petroleum Analysis | ANALYSIS | Petroleum Analysis (PT) | Ash content, wt % | ASTM D 482 TS EN ISO 6245 | UTM-PT-01-12-00 | 1800
PRODUCTION | Petroleum Analysis | ANALYSIS | Petroleum Analysis (PT) | Carbon residue-Micro method, wt % | ASTM D 4530 TS 6148 EN ISO 10370 | UTM-PT-01-16-00 | 2000
PRODUCTION | Petroleum Analysis | ANALYSIS | Petroleum Analysis (PT) | Element analysis (Ni-V), by ICP-OES | EPA Method 200.7 | UTM-PT-01-18-00 | 10000
PRODUCTION | Water Analysis | ANALYSIS | Formation / Oilfield / Injection Waters | Complete Analysis (Ca, Mg, Fe, Na, K, Cl, SO4, CO3, HCO3, *pH, *conductivity, spesific gravity, TDS, stiff diagram) | TÜRKAK TS EN ISO/IEC 17025 API RP 45 *TS EN ISO 10523 *TS 9748 EN 27888 | UTM-WA-01-01-00 | 17000
PRODUCTION | Water Analysis | ANALYSIS | Formation / Oilfield / Injection Waters | Elemental analysis by ICP-OES, Each Element | EPA Method 200.7 | UTM-WA-01-03-01 | 1500
PRODUCTION | Water Analysis | ANALYSIS | Formation / Oilfield / Injection Waters | pH, Eh ; Each | TÜRKAK TS EN ISO/IEC 17025 API RP 45 TS EN ISO 10523 | UTM-WA-01-05-00 | 1000
PRODUCTION | Water Analysis | ANALYSIS | Formation / Oilfield / Injection Waters | Spesific gravity | API RP 45 | UTM-WA-01-06-00 | 1000
PRODUCTION | Water Analysis | ANALYSIS | Formation / Oilfield / Injection Waters | Alkalinity (OH, CO3, HCO3) /Acidity; Each | API RP 45 | UTM-WA-01-07-00 | 1500
PRODUCTION | Water Analysis | ANALYSIS | Formation / Oilfield / Injection Waters | Chlorine / Salinity (as NaCl) | API RP 45 | UTM-WA-01-08-00 | 1500
PRODUCTION | Water Analysis | ANALYSIS | Formation / Oilfield / Injection Waters | Sulphate content, ppm (gravimetric, Hach ppm) | Hach Method 10248 | UTM-WA-01-10-00 | 1500
PRODUCTION | Water Analysis | ANALYSIS | Formation / Oilfield / Injection Waters | Conductivity / Resistivity | TÜRKAK TS EN ISO/IEC 17025 API RP 45 TS 9748 EN 27888 | UTM-WA-01-11-00 | 1500
PRODUCTION | Water Analysis | ANALYSIS | Formation / Oilfield / Injection Waters | Total desolved substance (TDS), by vaporization | API RP 45 | UTM-WA-01-13-00 | 1500
PRODUCTION | Water Analysis | ANALYSIS | Formation / Oilfield / Injection Waters | Total suspended solids (TSS), by filtration | API RP 45 | UTM-WA-01-14-00 | 2000
PRODUCTION | Water Analysis | ANALYSIS | Formation / Oilfield / Injection Waters | Sulphite content, ppm (Hach methods, Chemets kit) | Hach LCK 654 | UTM-WA-01-15-00 | 1500
PRODUCTION | Water Analysis | ANALYSIS | Formation / Oilfield / Injection Waters | Chloride content, ppm, (Hach method, Chemets kit) | Hach Method 8021 | UTM-WA-01-16-00 | 1500
PRODUCTION | Water Analysis | ANALYSIS | Formation / Oilfield / Injection Waters | Dissolved oxygen, ppm (Colorimetric, Chemets kit ) | CHEMets Test Kit | UTM-WA-01-17-00 | 1500
PRODUCTION | Water Analysis | ANALYSIS | Formation / Oilfield / Injection Waters | Dissolved carbondioxide, ppm (Titrimetric, Chemets kit) | CHEMets Test Kit | UTM-WA-01-18-00 | 1500
PRODUCTION | Water Analysis | ANALYSIS | Formation / Oilfield / Injection Waters | Total dissolved sulphide, ppm (Colorimetric Chemets kit ) | CHEMets Test Kit | UTM-WA-01-19-00 | 1500
PRODUCTION | Water Analysis | ANALYSIS | Formation / Oilfield / Injection Waters | Turbidity (spectrophotometric) Hach methods | Hach Method 8237 | UTM-WA-01-22-00 | 1500
PRODUCTION | Water Analysis | ANALYSIS | Formation / Oilfield / Injection Waters | Bacterial test (SRB, IRB, APB, Each) | SRB-BART™1 APB-BART™1 IRB-BART™1 | UTM-WA-01-24-00 | 4000
PRODUCTION | Water Analysis | ANALYSIS | Formation / Oilfield / Injection Waters | Chemical oxygen demand (COD) (Hach methods) | Hach LCK014 Hach LCK114 | UTM-WA-02-02-00 | 3000
PRODUCTION | Water Analysis | ANALYSIS | Formation / Oilfield / Injection Waters | Nitrates (Hach Methods) | Hach Method 8039 | UTM-WA-02-03-00 | 1500
PRODUCTION | Water Analysis | ANALYSIS | Formation / Oilfield / Injection Waters | Nitrites (Spectroscopic methods) | Hach Method 8507 | UTM-WA-02-04-00 | 1500
PRODUCTION | Water Analysis | ANALYSIS | Formation / Oilfield / Injection Waters | Amonium (Hach Methods) | Hach Method 8155 | UTM-WA-02-05-00 | 2000
PRODUCTION | Water Analysis | ANALYSIS | Formation / Oilfield / Injection Waters | Phosphates, Each (Hach Methods) | Hach Method 8048 | UTM-WA-02-06-00 | 2000
PRODUCTION | Water Analysis | ANALYSIS | Formation / Oilfield / Injection Waters | Phenol | Hach Method 8047 | UTM-WA-02-07-00 | 3000
PRODUCTION | Water Analysis | ANALYSIS | Formation / Oilfield / Injection Waters | Cyanide (Hach Methods) | Hach Method 8027 | UTM-WA-02-08-00 | 3000
PRODUCTION | Water Analysis | ANALYSIS | Formation / Oilfield / Injection Waters | Iodine (Hach Methods) | Hach Method 8031 | UTM-WA-02-09-00 | 2000
PRODUCTION | Water Analysis | ANALYSIS | Formation / Oilfield / Injection Waters | Fluorine (Hach Methods) | Hach Method 8029 | UTM-WA-02-10-00 | 2000
PRODUCTION | Water Analysis | ANALYSIS | Formation / Oilfield / Injection Waters | Bromine (Hach Methods) | Hach Method 8016 | UTM-WA-02-11-00 | 2000
PRODUCTION | Water Analysis | ANALYSIS | Formation / Oilfield / Injection Waters | Total hardness (FS, AS or CaCO3) | ASTM D 1126-02 Titrimetrik | UTM-WA-02-12-01 | 1000
PRODUCTION | Water Analysis | ANALYSIS | Formation / Oilfield / Injection Waters | Calcium hardness, FS, AS or CaCO3 | ASTM D 1126-02 Titrimetrik | UTM-WA-02-12-02 | 1000
PRODUCTION | Water Analysis | ANALYSIS | Formation / Oilfield / Injection Waters | Magnesium hardness, FS, AS or CaCO3 | ASTM D 1126-02 Titrimetrik | UTM-WA-02-12-03 | 1000
PRODUCTION | Water Analysis | ANALYSIS | Formation / Oilfield / Injection Waters | Irrigation waters classification ( RSC, SAR, B, Na, Ca, Mg, K, HCO3, CO3, Cl, SO4, PH, conductivity, % Na) | TS 7739 | UTM-WA-02-14-00 | 20000
PRODUCTION | Water Analysis | ANALYSIS | Water Injection Quality Tests | Calculation of scale formation tendency, Oddo-Tomson method |  | UTM-WA-03-02-00 | 3000
PRODUCTION | Water Analysis | ANALYSIS | Water Injection Quality Tests | Media preparation for General aerobic (GAB), anaerobic (GAnB) and sulphate reducing bacteria (SRB) for microbiological corrosion 1 pack (12 pieces) |  | UTM-WA-03-04-00 | 4000
PRODUCTION | Water Analysis | ANALYSIS | Water Injection Quality Tests | Bacteria population: detection of general aerobic (GAB) and anaerobic (GAnB), sulphate reducing bacteria (SRB) by serial dilution method, Each | API RP 38 NACE TM 0194 | UTM-WA-03-05-00 | 4000
PRODUCTION | Water Analysis | ANALYSIS | Water Injection Quality Tests | Corrosion Test / Inhibitor Performance Test (Weight Loss Method) | ASTM G1 | UTM-WA-03-06-00 | 4000
PRODUCTION | Miscellaneous Analysis | ANALYSIS | Liquid Chromatography Analysis (LC) | HPLC and tracer etc. concentration analysis of chemicals (each sample) |  | UTM-LC-01-01-00 | 2500
PRODUCTION | Miscellaneous Analysis | ANALYSIS | Liquid Chromatography Analysis (LC) | Sample preparation for analysis by HPLC (each sample) |  | UTM-LC-01-01-01 | 1000
PRODUCTION | Well Stimulation Services | ANALYSIS | Formation Rock Testing | Acid solubility (HCI, mud-acid); Each |  | UTM-WS-01-01-00 | 1875
PRODUCTION | Well Stimulation Services | ANALYSIS | Formation Fluid Testing and Design | Emulsion formation and prevention | API RP 42 | UTM-WS-02-01-00 | 4500
PRODUCTION | Well Stimulation Services | ANALYSIS | Formation Fluid Testing and Design | Sludge formation and prevention | API RP 42 | UTM-WS-02-02-00 | 7500
PRODUCTION | Well Stimulation Services | DESIGN | Acidizing Treatment Design | Computer simulation of acidizing job and stimulation liquid recipe preperation |  | UTM-WS-03-01-00 | 18750
PRODUCTION | Well Stimulation Services | ANALYSIS | Analysis of Additives Used in Well Stimulation | Analysis of non-emulsion, antisludging, silt suspending, gelling, iron stabilising, clay stabilising, mutual solvents, mud cleanout and surface tension reducing agents, etc. |  | UTM-WS-04-01-00 | 25500
PRODUCTION | Well Stimulation Services | ANALYSIS | Analysis of Additives Used in Well Stimulation | Acid corrosion inhibitor performance test (HTHP Corrosion Tester) |  | UTM-WS-04-01-01 | 12750
PRODUCTION | Well Stimulation Services | ANALYSIS | Analysis of Additives Used in Well Stimulation | Performance tests of gel-forming additive (at each concentration) |  | UTM-WS-04-02-00 | 4000
PRODUCTION | Well Stimulation Services | ANALYSIS | Analysis of Additives Used in Well Stimulation | Performance tests of iron stabilizing additive (at each concentration) |  | UTM-WS-04-03-00 | 4000
PRODUCTION | Well Stimulation Services | ANALYSIS | Analysis of Additives Used in Well Stimulation | Performance tests of surface tension reducing additive (at each concentration) |  | UTM-WS-04-03-00 | 4000
PRODUCTION | WSC Cabin | CABIN RENTAL | Offshore - WSC Analyses | Well Site Chemisty (WSC) Cabin (Daily) (During Operation) |  | UTM-WSC-01-01-00 | 12750
PRODUCTION | WSC Cabin | CABIN RENTAL | Offshore - WSC Analyses | Well Site Chemisty (WSC) Cabin (Daily) (Stand-By) |  | UTM-WSC-01-01-01 | 12750
PRODUCTION | Gas Analyses | DEVICE RENTAL | Offshore - WSC Analyses | Gas Chromatography (Daily) (During Operation) |  | UTM-WSC-02-01-00 | 18000
PRODUCTION | Gas Analyses | DEVICE RENTAL | Offshore - WSC Analyses | Gas Chromatography (Daily) (Stand-By) |  | UTM-WSC-02-01-01 | 12750
PRODUCTION | Gas Analyses | DEVICE RENTAL | Offshore - WSC Analyses | Pylon Radon Analyzer (Daily) (During Operation) |  | UTM-WSC-02-02-00 | 12750
PRODUCTION | Gas Analyses | DEVICE RENTAL | Offshore - WSC Analyses | Pylon Radon Analyzer (Daily) (Stand-By) |  | UTM-WSC-02-02-01 | 6375
PRODUCTION | Gas Analyses | DEVICE RENTAL | Offshore - WSC Analyses | UOP-212 (Daily) (During Operation) |  | UTM-WSC-02-03-00 | 7500
PRODUCTION | Gas Analyses | DEVICE RENTAL | Offshore - WSC Analyses | UOP-212 (Daily) (Stand-By) |  | UTM-WSC-02-03-01 | 5250
PRODUCTION | Gas Analyses | DEVICE RENTAL | Offshore - WSC Analyses | Sir Galahad Mercury Analyzer (Daily) (During Operation) |  | UTM-WSC-02-04-00 | 12750
PRODUCTION | Gas Analyses | DEVICE RENTAL | Offshore - WSC Analyses | Sir Galahad Mercury Analyzer (Daily) (Stand-By) |  | UTM-WSC-02-04-01 | 6000
PRODUCTION | Gas Analyses | DEVICE RENTAL | Offshore - WSC Analyses | Pressure Letdown System (Daily) (During Operation) |  | UTM-WSC-02-05-00 | 12750
PRODUCTION | Gas Analyses | DEVICE RENTAL | Offshore - WSC Analyses | Pressure Letdown System (Daily) (Stand-By) |  | UTM-WSC-02-05-01 | 6375
PRODUCTION | Water Analyses | DEVICE RENTAL | Offshore - WSC Analyses | Rotational Evaporator (Daily) (During Operation) |  | UTM-WSC-03-01-00 | 6375
PRODUCTION | Water Analyses | DEVICE RENTAL | Offshore - WSC Analyses | Rotational Evaporator (Daily) (Stand-By) |  | UTM-WSC-03-01-01 | 4500
PRODUCTION | Water Analyses | DEVICE RENTAL | Offshore - WSC Analyses | Metrohm Potensiometric Titrator (Daily) (During Operation) |  | UTM-WSC-03-02-00 | 12750
PRODUCTION | Water Analyses | DEVICE RENTAL | Offshore - WSC Analyses | Metrohm Potensiometric Titrator (Daily) (Stand-By) |  | UTM-WSC-03-02-01 | 6375
PRODUCTION | Water Analyses | DEVICE RENTAL | Offshore - WSC Analyses | Hach DR6000 or DR3900 (Daily) (During Operation) |  | UTM-WSC-03-03-00 | 4500
PRODUCTION | Water Analyses | DEVICE RENTAL | Offshore - WSC Analyses | Hach DR6000 or DR3900 (Daily) (Stand-By) |  | UTM-WSC-03-03-01 | 1500
PRODUCTION | Water Analyses | DEVICE RENTAL | Offshore - WSC Analyses | Hach HQ40D (Daily) (During Operation) |  | UTM-WSC-03-04-00 | 3000
PRODUCTION | Water Analyses | DEVICE RENTAL | Offshore - WSC Analyses | Hach HQ40D (Daily) (Stand-By) |  | UTM-WSC-03-04-01 | 1500
PRODUCTION | Water Analyses | DEVICE RENTAL | Offshore - WSC Analyses | Hach Turbidimeter (Daily) (During Operation) |  | UTM-WSC-03-05-00 | 3000
PRODUCTION | Water Analyses | DEVICE RENTAL | Offshore - WSC Analyses | Hach Turbidimeter (Daily) (Stand-By) |  | UTM-WSC-03-05-01 | 1500
PRODUCTION | Water Analyses | DEVICE RENTAL | Offshore - WSC Analyses | Hach ThermoReactor (Daily) (During Operation) |  | UTM-WSC-03-06-00 | 3000
PRODUCTION | Water Analyses | DEVICE RENTAL | Offshore - WSC Analyses | Hach ThermoReactor (Daily) (Stand-By) |  | UTM-WSC-03-06-01 | 1500
PRODUCTION | Water Analyses | DEVICE RENTAL | Offshore - WSC Analyses | Flow Controller (Daily) (During Operation) |  | UTM-WSC-03-07-00 | 3000
PRODUCTION | Water Analyses | DEVICE RENTAL | Offshore - WSC Analyses | Flow Controller (Daily) (Stand-By) |  | UTM-WSC-03-07-01 | 1500
PRODUCTION | Water Analyses | DEVICE RENTAL | Offshore - WSC Analyses | Wet Gas Flowmeter (Daily) (During Operation) |  | UTM-WSC-03-08-00 | 1275
PRODUCTION | Water Analyses | DEVICE RENTAL | Offshore - WSC Analyses | Wet Gas Flowmeter (Daily) (Stand-By) |  | UTM-WSC-03-08-01 | 650

## SAMPLE ACCEPTANCE CRITERIA
|  | SAMPLE TYPE |  | UNIT | MINIMUM SAMPLE QUANTITY | MAXIMUM SAMPLE QUANTITY | SAMPLE CONTAINER
"RTM" CODE ANALYSES | Reservoir Fluids (PVT) | Bottomhole Oil and Gas Condensate Sample |  | l | 0.5 | 1 | In pressurized stainless steel or special alloy Titanium tubes
|  | Bottomhole Gas Sample |  | l | 0.2 | 0.5 | In pressurized stainless steel tubes
|  | Separator Oil, Gas and Condensate Samples |  | l | 0.5 | 1 | Pressure-resistant stainless steel or special alloy Titanium tubes
| Core Samples | Core Plug Sample | Diameter | inch | 1.0” / 1.5" | -
|  |  | Length | cm | 1.0” / 1.5" | 2” / 3"
|  | Full Diameter Core Sample | Diameter | inch | 3.5” / 4.0" | -
|  |  | Length | cm | 3.5” / 4.0" | 8"
|  | Crushed Sample |  | cc | 5 | 20
"STM" CODE ANALYSES |  | Barite |  | kg | 4
|  | Non-treated Bentonite |  | kg | 2
|  | Ocma Bentonite |  | kg | 2
|  | Bentonite |  | kg | 2
|  | CMC |  | kg | 0.5
|  | PAC |  | kg | 0.5
|  | XCD Polymer |  | kg | 0.5
|  | Modified Starch |  | kg | 0.5
|  | Thinner |  | kg | 0.5
|  | CaCO3 |  | kg | 0.5
"UTM" CODE ANALYSES |  | Water and Waste Water |  | l | 1 |  | Plastic (polyethylene and similar) bottles and containers with caps
|  | Mud Pit |  | gr | 500 |  | In glass or plastic containers with wide mouth lids
|  | Natural Gas |  | cc | 100 |  | In pressurized stainless steel tubes
|  | Condensate, Petroleum and Petroleum Products |  | l | 1 |  | Glass bottle, cork or glass stopper and metal screw cap
|  | Solids for Quality Control testing or composition analysis |  | gr | 500 |  | Plastic (polyethylene and similar) bottles and containers with caps
"SED" CODE ANALYSES |  | XRD |  | gr | 1 | 5
|  | SEM |  | cm3 | 5
"JEO" CODE ANALYSES |  | Rock, Soil, Coal, Bituminous Shale |  | gr | 50 |  | Glass container, fabric bag
|  | Oil/Petroleum, Condansate, Petroleum Products |  | ml | 25 |  | Glass bottle, cork or glass plug and metal screw cap
|  | Gas samples |  | ml; psi | 150; 30 |  | Steel tube
|  | Water |  | ml | 500 |  | Plastic (polyethylene etc.) bottles and containers with caps

## TRAINING PROGRAMS
CODE | KURS ADI | COURSE DESCRIPTION | PRICE In (TL/PERSON) 2025
AKM-01 | TS EN ISO/IEC 17025 Training (1day) | This training program is designed for laboratory accreditation personnel. Participants will be provided with information about the TS EN ISO/IEC 17025 General Requirements for the Competence of Testing and Calibration Laboratories standard. The aim is to ensure an understanding, through both theoretical and practical applications, of the general requirements regarding the competence, impartiality, and consistent operation of testing laboratories, as well as how the Quality Management System to be developed should be structured. | 3000
AKM-02 | TS EN ISO 17025Internal auditor training (1 day) | This training program is designed for laboratory accreditation personnel. Participants will be provided with information on the TS EN ISO/IEC 17025 General Requirements for the Competence of Testing and Calibration Laboratories standard, including expectations for internal audits, auditor criteria, and audit requirements for ensuring the continuity of the quality management system implemented in laboratories. | 3000
STM-KK-01 | Well Control Course | IWCF Certification - Level 3 & 4 Well Control Course (Course Duration : 6 Days) | 31650
STM-KK-02 | Well Control Course | TPAO Certification- Level 3 & 4 Well Control Course (Course Duration : 5 Days) | 25800
STM-KK-03 | Well Control Course | Re-Training and Re-Sit Exam (2 Days Re-Training + 1 day Re-Sit Exam) | 20700
STM-KK-04 | Well Control Course | Re-Training and Re-Sit Exam (1 day Re-training + 1 day Re-Sit Exam) | 12900
STM-KK-05 | Well Control Course | IWCF Certification – Level 5 Well Control Course (Course Duration : 6 Days) | 38850
STM-KK-06 | Well Control Course | IWCF Certification- Level 2 Well Control Course (Course Duration : 5 Days) | 27300
STM-KK-07 | Well Control Course | TPAO Certification- Level 2 Well Control Course (Course Duration : 5 Days) | 21600
STM-KK-08 | Well Control Course | IWCF Re-Sit Exam | 2850
STM-KK-09 | Well Control Course | TPAO Re-Sit Exam | 2100
STM-KK-10 | Applied Drilling Fluids Training | Drilling Fluids Course ( 5 Days) Definitions, Types and Functions of Drilling Fluids, Drilling Fluids Properties and Tests, Lignosulfonate Mud Tests Drilling Fluids and Drilling Problems, KCl/Polymer Mud Tests, Solid Control Equipments, Drilling Fluids Additives Drilling Fluids Contamination Tests, Formation Damage / Air Drilling | 22500
RTM-01 | Core Analysis (Laboratory Training- 2 weeks) | Throughout the training program, participants are involved in laboratory studies which include porosity, permeability, grain density and saturation measurements as routine core analyses and capillary pressure, relative, permeability and wettability measurements as special core analyses. | 100000
RTM-02 | Core Analysis -Test Methods & Applications of Core Data (3 Days) | Training program includes core cleaning and preparation, theory and measurement techniques of porosity, permeability, grain density, electrical resistivity, capillary pressure, relative permeability, wettability and usage of core analysis data in oil industry. | 20400
RTM-03 | Reservoir Fluid (PVT) Analysis (Laboratory Training- 2 weeks) | Throughout the training program, participants are involved in laboratory studies which include constant composition flash gas liberation test, differential gas liberation test, oil viscosity test and separator test measurements. | 100000
RTM-04 | Reservoir Fluid (PVT) Analysis (3 Days) | Training program includes bottomhole or separator sampling of oil, gas and condensates, laboratory tests, fluid properties, determination of physico-chemical properties obtained from constant composition flash gas liberation test, differential gas liberation test, viscosity test and separator test ( bubble point pressure, dew point pressure, oil density, gas-oil ratio, oil formation volume factor, oil viscosity etc. ) as a function of pressure at reservoir temperature, usage of these data in oil industry, evaluation of PVT test data of TPAO fields and a sample test calculation. | 22950
RTM-05 | Enhanced Oil Recovery (EOR) (2 days) | Theoretical training is provided on topics such as EOR techniques (gas injection, chemical injection, thermal EOR and other techniques), criteria for selecting these techniques, preliminary laboratory tests before application of the techniques and interpretation of the results. | 20400
UTM-01 | Corrosion Control in Oil and Gas Production (2 Days) | This program is specifically designed for professionals in oil and gas exploration and production, providing comprehensive training on corrosion fundamentals, its causes, and the various types encountered in oil and gas operations. Participants will gain insight into the factors influencing corrosion rates, effective corrosion prevention methods and strategies, as well as microbiologically influenced corrosion (MIC) and its mitigation. The program also covers advanced techniques for corrosion monitoring, damage detection, and performance assessment. Additionally, participants will learn about the selection and application of corrosion inhibitors through practical case studies. | 20000
UTM-02 | Matrix Acidizing (3 Days) | This specialized training program is designed for petroleum and chemical engineers, providing advanced knowledge and practical expertise in matrix acidizing. The program delivers a comprehensive understanding of acidizing design principles and the effective application of chemicals in acidizing operations. Core focus areas include formation contamination, application fluid selection, acid system optimization, iron and clay control, chemical diversion techniques, and the critical laboratory studies required for acidizing design. Participants will also receive hands-on training in the design and simulation of acidizing operations using cutting-edge acidizing simulation technology. | 25000
UTM-03 | Oil field Water Treatment (2 Days) | Oil field Water Treatment (2 Days) This training program is intended for participants whose duties include water treatment in oil and gas production. Attendees receive a laboratory training in complete water analyses including bacterial determination and a comprehensive presentation on various effects of water composition on water treatment methods. | 20000
JEO-01 | Petroleum and Gas Geochemistry (3 Days) | Petroleum and Gas Geochemistry (3 Days) This program is intended for exploration and development geologist, geochemist, geophysicists, petroleum engineer and technical personnel. Throught the training program participants are involved in theoretical works and laboratory studies which includes sampling and preparation techniques as well as analyses. The course content mainly includes basic chemistry, source rocks, correlation, organic petrography, reservoir geochemistry, mathematical modelling and petroleum systems. | 40000
JEO-02 | Organic Geochemistry Laboratory Training (3 Days) | Organic Geochemistry Laboratory Training (3 day) This program is intended for chemist and geochemist. Througout the training program participants take place in theoretical works and laboratory studies which includes sample preparation, organic carbon determination, extraction, column chromatography, pyrolysis and kinetic determinations, gas chromatography and gas chromatography-mass spectrometry techniques. | 40000
SED-01 | Applied Lithostratigraphy and Sedimentology on the Tertiary, Mesozoic and Paleozoic Sequences (Autochtoon Units) of Southeast Anatolia Petroleum Region (5 Days) | Applied Lithostratigraphy and Sedimentology on the Tertiary, Mesozoic and Paleozoic Sequences (Autochtoon Units) of Southeast Anatolia Petroleum Region (5 Days) Training progmram for wellsite and project geologists. This program introduces the autochtoon units and formation boundaries via using well-cuttings and core samples that are recovered from wells in SEA. It aims to creat a common language for geologists who are interested in this subject to interprete analyses/studies for well-cuttings and core samples and describe the ways of determination of the formation boundries. | 60000
SED-02 | Fundamental Principles of Clay Mineralogy (XRD) and Applications in Hydrocarbon Exploration (3 Days). | Fundamental Principles of Clay Mineralogy (XRD) and Applications in Hydrocarbon Exploration (3 Days). This course is for geologists, geophysicist and petroleum, physics and chemical engineers. This program covers: classification, formation and usage of clay minerals in petroleum exploration. The course introduces the XRD techniques and methods for analyses of clay minerals; tecnhiques of microanalyses; and their usage in petroleum exploration. | 35000
SED-03 | Fundamental Principles of Scanning Electron Microscope (SEM) and Applications in Hydrocarbon Exploration (2 Days) | Fundamental Principles of Scanning Electron Microscope (SEM) and Applications in Hydrocarbon Exploration (2 Days) This course is for geologists, geophysicist and petroleum, physics and chemical engineers. This program covers: the course introduces SEM/EDS techniques, tecnhiques of microanalyses and their usage in hydrocarbon exploration. | 30000
STR-01 | Biostratigraphy (5 Days) | Biostratigraphy (5 Days) This training program is intended for paleontologists, biostratigraphers and geologists. This program involves theoretical work on taxonomy and morphology of common foraminifera, palynomorphs and nannoplankton. A practical work under microscope is carried out for identification of main microfossils and interpretation of biozones, biofacies, depositional environments, paleogeography and paleobathymetry in stratigraphical framework. | 38250
1. The courses are designed for either general or special participation types according to requests.
2. The course fees are determined by “Analysis, Field, Consultancy and Training Services List of TPAO RESEARCH AND DEVELOPMENT CENTER”.
3. The registration is confirmed only after the course fee is paid.
4. The course fees cover the training fees only per person.
5. The VAT is not included in the course fees.
6. Travel and living etc. expenses of the trainers are added to the course fees for the courses to be held at outside of TPAO RESEARCH AND DEVELOPMENT CENTER.
7. If simultaneous translation is requested, the price of translation is added to the course fee.
8. The course fees are requested to be paid by direct transfer into TPAO bank account.
9. The course fee is paid back in case of the cancellation application of the participant’s to TPAO RESEARCH AND DEVELOPMENT CENTER at least 5 working Days before the course beginning date.
10. The invoice is patched to our clients within the following week after the course is completed.
11. TPAO RESEARCH AND DEVELOPMENT CENTER have right to chance and rearrange the contents, subjects and periods and the instructors of courses.